## Sheet1
rownum | device_category | medical_device_name | intended_use | risk_classification_under_mdr_2017 | source_portal
1 | Operation Theatre | Abdominal scissors, reusable | A hand-held surgical instrument intended to cut the abdominal tissue, in particular the abdominal wall tissue, during surgery. This is a transient- use, reusable device intended to be sterilized prior to use. | Class A (non-sterile and non-measuring) | ListOfApprovedRiskNSSMDevice
2 | General Hospital/Orthopedics | Abdominal support/belt/binders, reusable | Intended to hold abdominal muscles together to relieve pain and increase circulation at surgical site to promote healing and decrease swelling. May also make physical activity more comfortable. | Class A (non-sterile and non-measuring) | ListOfApprovedRiskNSSMDevice
3 | General Hospital/Orthopedics | Abdominal support/belt/binders, single use | A non-sterile, disposable device Intended to hold abdominal muscles together to relieve pain and increase circulation at surgical site to promote healing and decrease swelling. | Class A (non-sterile and non-measuring) | ListOfApprovedRiskNSSMDevice
4 | General Hospital/Orthopedics | Abdominal/ENT/orthopaedic surgical probe, reusable | A hand-held manual surgical instrument intended to be used to explore cavities, wounds or fistulas during abdominal, ENT, and/or orthopaedic surgical interventions it does not include stereotactic devices and is not dedicated to endoscopy. This is a reusable device. | Class A (non-sterile and non-measuring) | ListOfApprovedRiskNSSMDevice
5 | Dental | Abrasive polishing agent | A substance, or combination of abrasive substances (e.g. silica pumice), intended to be used for cleaning the accessible surfaces of the teeth by polishing. It does not contain medication and used by dental professionals. | Class A (non-sterile and non-measuring) | ListOfApprovedRiskNSSMDevice
6 | General Hospital/Orthopedics | Absorbent cotton wool, non- sterile | Intended to be used for applying medication to, or absorbing small amounts of body fluids. | Class A (non-sterile and non-measuring) | ListOfApprovedRiskNSSMDevice
7 | General Hospital/Orthopedics | Absorbent underpad, antimicrobial | A flat piece of absorbent fabric material intended to be placed on a surface (e.g., bed mattress, table, floor) and underneath a patient to absorb bodily fluids resulting from surgical procedures or incontinence. It may include an antibacterial agent [e.g., silver (Ag)] and typically helps to eliminate unwanted odours (not for ancillary therapeutic action). It is intended to be used in the healthcare facility and in the home. | Class A (non-sterile and non-measuring) | ListOfApprovedRiskNSSMDevice
8 | General Hospital/Orthopedics | Absorbent Underpad, non- antimicrobial | A non-sterile absorbent fabric intended to be placed on a surface (e.g., bed mattress, table, floor) and underneath a patient to absorb bodily fluids (typically urine associated with bladder weakness/incontinence). It may be intended for home-use or/and hospital settings. | Class A (non-sterile and non-measuring) | ListOfApprovedRiskNSSMDevice
9 | Pain management | Accupressure applicator, reusable | Applied to the skin without insertion into the body to apply pressure and/or friction to accupressure points. | Class A (non-sterile and non-measuring) | ListOfApprovedRiskNSSMDevice
10 | Pain management | Accupressure applicator, single-use | To be used for acupressure treatment at home by applying non-invasive pressure to acupuncture points. Applied to the skin without insertion into the body. | Class A (non-sterile and non-measuring) | ListOfApprovedRiskNSSMDevice
11 | Pain management | Accupressure calf band | Intended to be worn around the calf to apply pressure to an accupressure point to relieve low back pain, including sciatica and piriformis syndrome. | Class A (non-sterile and non-measuring) | ListOfApprovedRiskNSSMDevice
12 | Pain management | Accupressure wristband | Intended for the application of pressure to the Nei-kuan (P6) acupressure point on the wrist, the area identified to help relieve the sensation of nausea. It does not have measuring function. | Class A (non-sterile and non-measuring) | ListOfApprovedRiskNSSMDevice
13 | ENT | Acoustic chamber for audiometric testing | Intended for use in conducting diagnostic hearing evaluations, while eliminating sound reflections and providing isolation from outside sounds. | Class A (non-sterile and non-measuring) | ListOfApprovedRiskNSSMDevice
14 | General Hospital/Orthopedics | Acoustic Stethoscope | A mechanical listening device used for listening to sounds from the heart and lungs and their qualitative assessment. | Class A (non-sterile and non-measuring) | ListOfApprovedRiskNSSMDevice
15 | Operation Theatre | Adaptor, light source | Intended to permit the connection of the devices that together deliver light to a work field from a light source. | Class A (non-sterile and non-measuring) | ListOfApprovedRiskNSSMDevice
16 | Anesthesiology | Adaptor, luer, non-sterile | Non-invasive adapters which connect or stopper enteral feeding tubes. | Class A (non-sterile and non-measuring) | ListOfApprovedRiskNSSMDevice
17 | ENT | Adenotome blade, reusable | A blade intended to be mounted into the handle of an adenotome to excise the adenoids during an adenoidectomy. This is a reusable device. | Class A (non-sterile and non-measuring) | ListOfApprovedRiskNSSMDevice
18 | ENT | Adenotome, reusable | A hand-held manual surgical instrument intended to excise pharyngeal tonsils or adenoids during a procedure known as an adenoidectomy. This is a reusable, transient-use device. | Class A (non-sterile and non-measuring) | ListOfApprovedRiskNSSMDevice
19 | Physical Support | Adhesive felt pad | Intended to offload pressure from ulcer areas, recurrent plantar ulcers, calluses and corns. | Class A (non-sterile and non-measuring) | ListOfApprovedRiskNSSMDevice
20 | Rehabilitation | Adhesive pad for Transcutaneous electrical stimulation electrode | Reusable gel pads that allow TENS electrodes (not included) to adhere gently to the skin. | Class A (non-sterile and non-measuring) | ListOfApprovedRiskNSSMDevice
21 | General Hospital/Orthopedics | Adhesive plaster (Zinc oxide adhesive plaster)/Tape | It is intended to secure dressings and for strapping on intact skin. | Class A (non-sterile and non-measuring) | ListOfApprovedRiskNSSMDevice
22 | General Hospital/Orthopedics | Adhesive strip | A flexible strip (of fabric, plastic, paper, or other material) coated on one side with a pressure- sensitive adhesive, typically used to cover or approximate the edges of superficial wounds or fix dressings to skin. The device may include an adhesive pad and have qualities such as waterproof. | Class A (non-sterile and non-measuring) | ListOfApprovedRiskNSSMDevice
23 | General Hospital/Orthopedics | Adhesive tape remover | Intended to help reduce pain and ease removal of medical adhesives used in stoma care products, dressings and other medical appliances from the skin surface. | Class A (non-sterile and non-measuring) | ListOfApprovedRiskNSSMDevice
24 | General Hospital/Orthopedics | Adult Incontinence Pants/Diaper | A disposable undergarment (a nappy or diaper) intended to be worn between the legs used to collect urine and faeces from an incontinent adult patient. | Class A (non-sterile and non-measuring) | ListOfApprovedRiskNSSMDevice
25 | General Hospital/Orthopedics | Aerosol adhesive for compression garments | A sticky substance intended to be applied on the skin to anchor compression garments in place. | Class A (non-sterile and non-measuring) | ListOfApprovedRiskNSSMDevice
26 | General Hospital/Orthopedics | Air cushion/Pressure relief cushions | Intended to relieve pressure on an affected area when a person has hemorrhoids or when he has undergone surgery in the back or buttock area/prevention of pressure sores/ulcers in patients. | Class A (non-sterile and non-measuring) | ListOfApprovedRiskNSSMDevice
27 | Anesthesiology | Airway device cleaning utensil | A hand-held device intended to be used to clean an in situ airway device (not disinfection). It can also be used to clean an airway device ex situ (i.e., once it has been removed from the patient). | Class A (non-sterile and non-measuring) | ListOfApprovedRiskNSSMDevice
28 | Anesthesiology | Airway tube forceps, reusable | Intended for grasping a tube for its insertion and/or extraction into/from the airways, or for grasping obstructive objects for their removal from the airways. | Class A (non-sterile and non-measuring) | ListOfApprovedRiskNSSMDevice
29 | General Hospital/Orthopedics | Alarm, bed occupancy | Bed Floor Mat/Crash Mat Alarm/Alert Patient Movement | Class A (non-sterile and non-measuring) | ListOfApprovedRiskNSSMDevice
30 | General Hospital/Orthopedics | Alcohol swab | A non-sterile absorbent swab containing alcohol intended for cleaning and scrubbing of needle access sites. | Class A (non-sterile and non-measuring) | ListOfApprovedRiskNSSMDevice
31 | Operation Theatre | Alignment guide for orthopedic fixation | A reusable instrument intended to facilitate the correct orientation (alignment) of an implant during a surgical procedure. This is a non- measuring device intended for transient use. | Class A (non-sterile and non-measuring) | ListOfApprovedRiskNSSMDevice
32 | Dermatological and Plastic Surgery | Allergy testing adhesive strip, epicutaneous | A band of adhesive material intended to be used for epicutaneous allergy testing. | Class A (non-sterile and non-measuring) | ListOfApprovedRiskNSSMDevice
33 | General Hospital/Orthopedics | Alternating-pressure bed mattress | A mattress-like device intended to be placed on a bed mattress support platform to provide a comfortable surface on which an occupant can lie, rest, and sleep, and to connect to a pump (not included) to distribute body weight over a large surface area typically to help relieve pressure points for comfort and improve blood circulation to prevent pressure sores. | Class A (non-sterile and non-measuring) | ListOfApprovedRiskNSSMDevice
34 | General Hospital/Orthopedics | Alternating-pressure bed mattress overlay, reusable | A non-sterile pad or thin mattress, usually full- body length, which is intended to be placed on top of a bed mattress to actively change an occupant's bed contact points, typically to relieve pressure points for comfort and to prevent pressure sores, decubitus ulcers, etc. in elderly immobilized, patients with disabilities, or patients with low body fat. This is a reusable device. | Class A (non-sterile and non-measuring) | ListOfApprovedRiskNSSMDevice
35 | General Hospital/Orthopedics | Alternating-pressure bed mattress overlay, single-use | A non-sterile, disposable pad or thin mattress, usually full-body length, which is intended to be placed on top of a bed mattress to actively change an occupant's bed contact points, typically to relieve pressure points for comfort and to prevent pressure sores, decubitus ulcers, etc. in elderly immobilized, patients with disabilities, or patients with low body fat. | Class A (non-sterile and non-measuring) | ListOfApprovedRiskNSSMDevice
36 | General Hospital/Orthopedics | Ambulance stretcher loader | A battery-powered, hydraulically-operated device designed to be installed within an ambulance to support the loading and unloading of an ambulance stretcher, to improve the safety and ease of patient transfer to and from the ambulance. | Class A (non-sterile and non-measuring) | ListOfApprovedRiskNSSMDevice
37 | General Hospital/Orthopedics | Ambulance stretcher, electrohydraulic/pneumatic | A pneumatic or hydraulically-operated device intended for use by healthcare personnel primarily to facilitate easy transport of a recumbent patient to and from ambulance vehicles. Ambulance-mounted locking/docking devices may be included. | Class A (non-sterile and non-measuring) | ListOfApprovedRiskNSSMDevice
38 | General Hospital/Orthopedics | Ambulance stretcher, manual | A manually-operated device intended for use by healthcare personnel primarily to facilitate easy transport of a recumbent patient to and from ambulance vehicles. It also usually includes locking devices that match with the locking/docking devices in the ambulance. | Class A (non-sterile and non-measuring) | ListOfApprovedRiskNSSMDevice
39 | Obstetrical and Gynecological | Amniotic membrane perforator, reusable | A manual surgical instrument intended to rupture the amniotic membrane to assist in childbirth, without causing injury to the mother or foetus. This is a reusable device. | Class A (non-sterile and non-measuring) | ListOfApprovedRiskNSSMDevice
40 | Ophthalmology | Amsler grid | Intended to rapidly detect central and paracentral irregularities in the visual field. | Class A (non-sterile and non-measuring) | ListOfApprovedRiskNSSMDevice
41 | Anesthesiology | Anaesthesia catheter Luer connector, non-sterile | Intended to create a mechanical union between an anaesthesia catheter and an external device. | Class A (non-sterile and non-measuring) | ListOfApprovedRiskNSSMDevice
42 | Anesthesiology | Anaesthesia instrument table | It is intended as a support for Anaesthesia instruments used during general anaesthesia surgical procedures. | Class A (non-sterile and non-measuring) | ListOfApprovedRiskNSSMDevice
43 | Anesthesiology | Anaesthesia mask stabilizer | A non-sterile, disposable accessory to anesthesia face mask intended to secure an anaesthesia mask on the face of a patient typically by providing anchorage for the fixation of the mask's headstrap. | Class A (non-sterile and non-measuring) | ListOfApprovedRiskNSSMDevice
44 | Anesthesiology | Anaesthesia system leakage tester | A device intended to test an anaesthesia system for leakage. This does not have a measuring function. | Class A (non-sterile and non-measuring) | ListOfApprovedRiskNSSMDevice
45 | Anesthesiology | Anaesthesia tube holder, non-sterile | The intended purpose for this device is for holding and supporting respiration tubing and breathing circuits connected to a patient, to prevent disconnection. This is a noninvasive device. | Class A (non-sterile and non-measuring) | ListOfApprovedRiskNSSMDevice
46 | Neurological | Analytical non-scalp cutaneous electrode | Electrical conductor intended to be attached to the skin surface of a patient outside of the hair line (i.e., non-scalp) to conduct electrical signals to a parent device (not included) for electrophysiological recording/monitoring. | Class A (non-sterile and non-measuring) | ListOfApprovedRiskNSSMDevice
47 | Neurological | Analytical non-scalp cutaneous lead | Intended to conduct electrical signals between a skin electrode(s) or needle electrode(s) [electrode not included] and a device (not inclulded) designed for electrophysiological recording/monitoring [e.g., electromyography (EMG), evoked potentials (EP), bioelectrical impedance]. | Class A (non-sterile and non-measuring) | ListOfApprovedRiskNSSMDevice
48 | Operation Theatre | Anatomical model for surgical planning | A 3-D printed patient specific model of an organ (e.g., heart, kidney, lung) or bone(s) intended to be used to assist peri-operative anatomical visualisation and surgical treatment planning. It is created using 3-D Printing processes based on patient medical images. | Class A (non-sterile and non-measuring) | ListOfApprovedRiskNSSMDevice
49 | Operation Theatre | Aneurysm clip applier, reusable | A surgical instrument intended for the application/insertion of aneurysm clips (not included). This is a reusable device. | Class A (non-sterile and non-measuring) | ListOfApprovedRiskNSSMDevice
50 | Physical Support | Ankle binder, reusable | A strip or roll of fabric or plastic material intended to be wrapped around the ankle to help stabilize and support the joint. | Class A (non-sterile and non-measuring) | ListOfApprovedRiskNSSMDevice
51 | Physical Support | Ankle cap | Intended to provide mild compression and support to the ankle joint and to manage ankle pain and inflammation. | Class A (non-sterile and non-measuring) | ListOfApprovedRiskNSSMDevice
52 | Physical Support | Ankle sleeves/brace | Intended as the external supports to limit certain motions, such as plantar flexion/inversion and manage postoperative/posttraumatic pain. | Class A (non-sterile and non-measuring) | ListOfApprovedRiskNSSMDevice
53 | Physical Support | Ankle traction belt | Intended to immobilize the ankle and adjoining joints after injury/surgery to support fast healing and prevents further damage and also helps to decrease pain, spasms and swelling. | Class A (non-sterile and non-measuring) | ListOfApprovedRiskNSSMDevice
54 | Physical Support | Ankle/foot orthosis | A prefabricated (non-customized) externally applied and wearable appliance or apparatus intended to encompass the ankle joint, or the ankle and foot, to support, align, prevent, or correct orthopaedic deformities/injuries or to improve function of the ankle and/or foot through actions such as alignment, hinge-support, or dorsiflexion assistance. | Class A (non-sterile and non-measuring) | ListOfApprovedRiskNSSMDevice
55 | Ophthalmology | Anomaloscope | Intended to test a patient for abnormal red/green colour vision by differentiating the red/green colour vision defects. This does not have a measuring function. | Class A (non-sterile and non-measuring) | ListOfApprovedRiskNSSMDevice
56 | Ophthalmology | Anterior chamber physical simulator | A non-powered, non-patient-contact device intended to mimic the fluid dynamics in the anterior chamber of the eye during priming/calibration of a phacoemulsification system irrigation/aspiration pump (not included). | Class A (non-sterile and non-measuring) | ListOfApprovedRiskNSSMDevice
57 | Physical Support | Anterior wedge footwear/Off loading shoes | Intended for offloading the pressure from forefoot to heel after correction of conditions such as Hallux Valgus, Hammer Toes, Tailors Bunions and Ulcers of the forefoot. | Class A (non-sterile and non-measuring) | ListOfApprovedRiskNSSMDevice
58 | General Hospital/Orthopedics | Antiseptic generation system | Intended for generation/synthesis of disinfectant at the point-of-care (onsite) for wound irrigation and management. | Class A (non-sterile and non-measuring) | ListOfApprovedRiskNSSMDevice
59 | Obstetrical and Gynecological | Anti-shock body support/Garment | A non-invasive device intended to prevent excessive blood loss and prevent post partum haemorrhage complications. | Class A (non-sterile and non-measuring) | ListOfApprovedRiskNSSMDevice
60 | Rehabilitation | Anti-tremor gyroscopic orthotic glove | A battery-powered device intended to be worn on the hand/forearm of a patient with hand tremors [e.g., due to Parkinson’s disease, Essential tremor (ET)] to reduce tremors, promote hand stabilization, and facilitate activities of daily living using the hand. | Class A (non-sterile and non-measuring) | ListOfApprovedRiskNSSMDevice
61 | Operation Theatre | Arm board pad | It is intended to provide support to the patients arm during prolonged surgeries. | Class A (non-sterile and non-measuring) | ListOfApprovedRiskNSSMDevice
62 | General Hospital/Orthopedics | Arm board, pediatric | It is intended to immobilize and hold steady infants’ limbs when securing intravenous lines. | Class A (non-sterile and non-measuring) | ListOfApprovedRiskNSSMDevice
63 | Physical Support | Arm sling | Intended to immobilize the arm, by means of a fabric band suspended from around the neck. | Class A (non-sterile and non-measuring) | ListOfApprovedRiskNSSMDevice
64 | Physical Support | Arm/leg procedure positioner padded strap | Intended to protect the patients foot/leg in stirrups during surgical interventions. | Class A (non-sterile and non-measuring) | ListOfApprovedRiskNSSMDevice
65 | Anesthesiology | Artificial airway stylet, reusable | A device intended for insertion within the lumen of an artificial airway tube to stiffen and/or maintain the shape of the tube to facilitate intubation. It is withdrawn after intubation has been completed. This is a reusable device. | Class A (non-sterile and non-measuring) | ListOfApprovedRiskNSSMDevice
66 | General Hospital/Orthopedics | Artificial airway washing/disinfection jar | A container intended to hold artificial airway devices to facilitate their washing/disinfection. This is a reusable device and does not include disinfectants. | Class A (non-sterile and non-measuring) | ListOfApprovedRiskNSSMDevice
67 | General Hospital/Orthopedics | Assistive coverall | A lightweight wrap specially designed/adapted to be used by a person with a disability to cover and protect them against precipitation (rain, snow, sleet), cold and wind, especially when using a wheelchair, pram, or sledge. | Class A (non-sterile and non-measuring) | ListOfApprovedRiskNSSMDevice
68 | Physical Support | Assistive ergonomic chair | An electrically- or manually-adjusted device intended to support and position a disabled/elderly/bariatric patient in a sitting posture while performing activities of daily living, including work-related activities and to provide improved personal body posture and/or to help prevent/reduce physical problems associated with poor mobility or sedentary lifestyle. It is not a wheelchair component. | Class A (non-sterile and non-measuring) | ListOfApprovedRiskNSSMDevice
69 | Pediatrics and Neonatology | Assistive ergonomic chair mobility base | Intended for use as a support to an assistive ergonomic chair used by a healthcare provider/carer to provide mobility for a disabled (often paediatric) patient. | Class A (non-sterile and non-measuring) | ListOfApprovedRiskNSSMDevice
70 | Physical Support | Assistive foot-propelled bicycle | A specially-designed vehicle intended to be used by persons with disability to provide them a means of transportation, typically without the attendance of another person. | Class A (non-sterile and non-measuring) | ListOfApprovedRiskNSSMDevice
71 | Physical Support | Assistive gripping/twisting tool, reusable | A handgrip intended for stimulation of the sensory neuronal network (hand/fingers) as part of therapies for patients suffering from neurodeneration such as ASD, ADHD and Parkinson's, or other nervous issues. | Class A (non-sterile and non-measuring) | ListOfApprovedRiskNSSMDevice
72 | Physical Support | Assistive mobility device, powered | A powered device (e.g., moped) specifically designed and intended to provide mobility to a disabled person. | Class A (non-sterile and non-measuring) | ListOfApprovedRiskNSSMDevice
73 | Physical Support | Assistive patient lifting pole | A device designed as an overhead bar with a hanging handgrip above the patient that is attached to a medical bed or secured to the wall behind the bed and intended for use by the patient (with limited mobility/weakness) to provide support when changing position or pulling themselves into a sitting position. | Class A (non-sterile and non-measuring) | ListOfApprovedRiskNSSMDevice
74 | Physical Support | Assistive shoes/boots | It is a shoe attachment that is primarily intended to assist people with Parkinson’s to overcome a symptom called Freezing of Gait (FOG) through visual cueing by providing visual cues in the form of laser lines. It can act as an intervention for falls prevention in the Parkinson’s population. | Class A (non-sterile and non-measuring) | ListOfApprovedRiskNSSMDevice
75 | Anesthesiology | Atomizer, non-ventilatory | A non-powered, non-ventilatory device intended to provide liquid medication in an aerosolized airborne form for a patient to breathe. This does not have a measuring function (non-graduated). | Class A (non-sterile and non-measuring) | ListOfApprovedRiskNSSMDevice
76 | General Hospital/Orthopedics | Autopsy saw with/without vacuum filtration unit | intended to be used during autopsies on cadavers for bone cutting. It may have a vacuum filtration unit for collection of dry bone dust and debris. | Class A (non-sterile and non-measuring) | ListOfApprovedRiskNSSMDevice
77 | General Hospital/Orthopedics | Autopsy/dissection table, mechanical/electric | A device intended to provide a working surface for the examination and dissection of organs and other anatomic parts mostly during postmortem pathologic investigations and for demonstration purposes. Not for use during surgical/diagnostic procedures on living humans. | Class A (non-sterile and non-measuring) | ListOfApprovedRiskNSSMDevice
78 | Physical Support | Back Support/Brace | Intended to prevent unnecessary movements and pain that may further damage the back and to help in alignment of spine and strengthening of back muscles. | Class A (non-sterile and non-measuring) | ListOfApprovedRiskNSSMDevice
79 | Ophthalmology | Bagolini lens/Bagolini striated glasses | Intended to determine harmonious/anomalous retinal correspondence. | Class A (non-sterile and non-measuring) | ListOfApprovedRiskNSSMDevice
80 | Physical Support | Balance Board | Intended to train patient with difficulties in balance (proprioreception) ( e.g., a paraplegic or a stroke patient). | Class A (non-sterile and non-measuring) | ListOfApprovedRiskNSSMDevice
81 | General Hospital/Orthopedics | Bandage scissors, reusable | Heavy scissors for cutting pads, plaster and plastic rail associations. | Class A (non-sterile and non-measuring) | ListOfApprovedRiskNSSMDevice
82 | General Hospital/Orthopedics | Bariatric table/bed | Intended to accommodate and support a bariatric (obese) patient whose body mass exceeds the safe working load of standard hospital/institution beds and trolleys. This does not have any other therapeutic/measuring or diagnostic function. This may be electrically adjusted. | Class A (non-sterile and non-measuring) | ListOfApprovedRiskNSSMDevice
83 | General Hospital/Orthopedics | Basket stretcher | Intended to transfer patients in emergency situations such as in the mountains, and marine offshore application. | Class A (non-sterile and non-measuring) | ListOfApprovedRiskNSSMDevice
84 | General Hospital/Orthopedics | Bath towelette | A non-sterile, disposable device intended for use in healthcare settings to clean and wipe the skin of patients who are immobile or bedridden due to surgery, injury, paralysis, sepsis, critical illness, etc., or for those with surgical wounds/drains (where water contact needs to be minimized). May also be used on pediatric and immunocompromised patients. | Class A (non-sterile and non-measuring) | ListOfApprovedRiskNSSMDevice
85 | General Hospital/Orthopedics | Bed board | A flat, stiff device intended to increase the firmness of a hospital bed's mattress to provide an appropriate rest surface for the user typically with spinal problems. | Class A (non-sterile and non-measuring) | ListOfApprovedRiskNSSMDevice
86 | General Hospital/Orthopedics | Bed exit monitor, fall prevention | Intended to be placed under mattress and used to indicate by an alarm or other signal when a patient attempts to leave the bed. | Class A (non-sterile and non-measuring) | ListOfApprovedRiskNSSMDevice
87 | General Hospital/Orthopedics | Bed traction frame | Intended to provide overhead support framing for hospital beds to assist in the treatment and movement of bed patients. | Class A (non-sterile and non-measuring) | ListOfApprovedRiskNSSMDevice
88 | General Hospital/Orthopedics | Bedrail pad | Intended to protect the patient from coming into contact with the bedrails and inadvertently hurting or injuring themselves. | Class A (non-sterile and non-measuring) | ListOfApprovedRiskNSSMDevice
89 | General Hospital/Orthopedics | Bedside screen | General-purpose, non-sterile, hospital-use device intended to create a partition in order to conceal a patient in a bed or examination table during medical procedures (not intended for maintaining sterile field). | Class A (non-sterile and non-measuring) | ListOfApprovedRiskNSSMDevice
90 | Ophthalmology | Binocular indirect lenses | Intended for visualization of the human retina (fundus) using a binocular indirect ophthalmoscope. | Class A (non-sterile and non-measuring) | ListOfApprovedRiskNSSMDevice
91 | Ophthalmology, Dental | Binocular loupes | It is intended for viewing details of objects with some magnification during ophthalmic/dental and other examinations and surgeries. It does not have a measuring function. | Class A (non-sterile and non-measuring) | ListOfApprovedRiskNSSMDevice
92 | General Hospital/Orthopedics | Biohazard spill clean-up kit | A set of non-sterile devices intended for use in hospital settings to clean up and dispose infectious material (such as blood, urine, vomit, etc.), a mercury (Hg) spillage due to thermometer/device breakage, etc., hazardous chemical spills (such as formalin, etc.), in a safe manner. | Class A (non-sterile and non-measuring) | ListOfApprovedRiskNSSMDevice
93 | Obstetrical and Gynecological | Birthing bath | A non-powered bath intended to be filled with heated water for use before and/or during child birth and to provide a comfortable environment for the expecting mother prior to birth. | Class A (non-sterile and non-measuring) | ListOfApprovedRiskNSSMDevice
94 | Obstetrical and Gynecological | Birthing bed/table, non- powered | A manually-operated, adjustable device intended to support a pregnant woman's body in an appropriate position during labour and delivery, and may in addition be intended for other obstetrical examination or treatment procedures. This device may be referred to as a birthing/obstetric bed, table, couch, or chair. This does not include any diagnostic/therapeutic device or instrument. | Class A (non-sterile and non-measuring) | ListOfApprovedRiskNSSMDevice
95 | Obstetrical and Gynecological | Birthing bed/table, powered | An electrically-powered, adjustable device intended to support a pregnant woman's body in an appropriate position during labour and delivery, and may in addition be intended for other obstetrical examination or treatment procedures. This device may be referred to as a birthing/obstetric bed, table, couch, or chair. This does not include any diagnostic/therapeutic device or instrument. | Class A (non-sterile and non-measuring) | ListOfApprovedRiskNSSMDevice
96 | Obstetrical and Gynecological | Birthing cushion | A device intended to provide positional support and comfort for a pregnant woman during labour and/or childbirth. It may be placed on the floor and might facilitate a variety of birthing positions. This is a reusable device. | Class A (non-sterile and non-measuring) | ListOfApprovedRiskNSSMDevice
97 | Dental | Bite block, dental, reusable | A non-sterile device intended to be inserted into a patients mouth for the prevention of oral tissue damage (e.g., the teeth, lips, tongue and buccal mucosa) and to allow them to bite down on for greater comfort during a dental procedure. This is a reusable device. | Class A (non-sterile and non-measuring) | ListOfApprovedRiskNSSMDevice
98 | General Hospital/Orthopedics | Bite block, endoscopy, non- sterile | A reusable device intended to be inserted in a patients mouth to maintain oral patency and protect both the patient and the endoscope (not included), when an endoscope is inserted into a patients mouth for a procedure. It does not have any additional functionality. | Class A (non-sterile and non-measuring) | ListOfApprovedRiskNSSMDevice
99 | Radiotherapy | Bite block, radiotherapy, non-sterile | A reusable device intended to reproducibly position the mouth, tongue or lips during radiotherapy treatment of the head and neck. | Class A (non-sterile and non-measuring) | ListOfApprovedRiskNSSMDevice
100 | Dental | Bite registration rim wax | A dental material (modelling wax) with or without reinforcing foils (metal, polymer) intended for registration of jaw relation (making bite rims). | Class A (non-sterile and non-measuring) | ListOfApprovedRiskNSSMDevice
101 | Dental | Bite relief pad | Intended to help relieve pain or discomfort after orthodontic treatment by placement between the upper and lower sets of teeth and bitten down on. | Class A (non-sterile and non-measuring) | ListOfApprovedRiskNSSMDevice
102 | Urology | Bladder neck spreader, reusable | A manual gastroenterology-urology surgical instrument intended to be used to manually separate and spread the bladder neck. This is a reusable device intended for transient use. | Class A (non-sterile and non-measuring) | ListOfApprovedRiskNSSMDevice
103 | Operation Theatre | Blepharoplasty scissors, reusable | A hand-held, manual, ophthalmic surgical instrument intended to be used to cut eyelid tissue during plastic surgery of the eyelids (blepharoplasty). This is a reusable device. | Class A (non-sterile and non-measuring) | ListOfApprovedRiskNSSMDevice
104 | General Hospital/Orthopedics | Blood transfusion chair/couch | A height-adjustable device intended to position the patient in such a manner that a technician/nurse has easy access to the patients arm for drawing blood. Blood drawing equipment is not included. | Class A (non-sterile and non-measuring) | ListOfApprovedRiskNSSMDevice
105 | Rehabilitation | Bobath table | Intended for postural exercises, rolling, turning and balance training of patients with loss of sensation or poor balance and other neurological conditions such as stroke, head injury and orthopedic indications. | Class A (non-sterile and non-measuring) | ListOfApprovedRiskNSSMDevice
106 | Physical support | Body arch traction table | Intended to support the body of a patient and provide traction for the back muscles and spine by flexing the patient into a reverse supine body arch. | Class A (non-sterile and non-measuring) | ListOfApprovedRiskNSSMDevice
107 | General Hospital/Orthopedics | Body waste receptacle | Intended for medical purposes that is not attached to the body and that is used to collect the body waste of a bed patient. | Class A (non-sterile and non-measuring) | ListOfApprovedRiskNSSMDevice
108 | General Hospital/Orthopedics | Bone curette, reusable | A manual surgical instrument intended for cutting and excising bone tissue typically during an orthopaedic or a plastic surgery procedure without causing trauma to the surrounding muscles. This is a reusable device. | Class A (non-sterile and non-measuring) | ListOfApprovedRiskNSSMDevice
109 | General Hospital/Orthopedics | Bone cutting forceps, reusable | A hand-held, surgical instrument intended for cutting posterior rib ends and bone tissue during a surgical procedure. This is a reusable device. | Class A (non-sterile and non-measuring) | ListOfApprovedRiskNSSMDevice
110 | Operation Theatre | Bone distraction forceps, reusable | A hand-held, manual, open-surgery instrument intended to distract (force apart) two bone surfaces to enable a surgical procedure, e.g., two vertebrae during a spinal surgical intervention. This is a reusable device. | Class A (non-sterile and non-measuring) | ListOfApprovedRiskNSSMDevice
111 | General Hospital/Orthopedics | Bone file/rasp, manual, reusable | A hand-held manual surgical instrument intended to scrape and smooth the surface of bone during a surgical procedure It is not dedicated for use at a specific anatomy (e.g., sinus, ear). This is a reusable device. | Class A (non-sterile and non-measuring) | ListOfApprovedRiskNSSMDevice
112 | General Hospital/Orthopedics | Bone holding forceps, reusable | A manual surgical instrument intended to grasp and hold a bone during an open surgical procedure. This is a transient-use, reusable device. | Class A (non-sterile and non-measuring) | ListOfApprovedRiskNSSMDevice
113 | General Hospital/Orthopedics | Bone hook/ Bone retractor, reusable | A hand-held, surgical instrument intended for hooking around or into bone, typically to grasp, hold, and apply traction to the bone during a surgical intervention. This is a reusable device intended for transient use. | Class A (non-sterile and non-measuring) | ListOfApprovedRiskNSSMDevice
114 | General Hospital/Orthopedics | Bone nail driver, reusable | A hand-held manual surgical instrument intended to impart force on another instrument or directly on a bone fixation nail to insert the nail into tissue (i.e., to drive the nail into the intramedullary canal). This is a reusable device intended for transient use. | Class A (non-sterile and non-measuring) | ListOfApprovedRiskNSSMDevice
115 | General Hospital/Orthopedics | Bone tap, reusable | A manual surgical instrument intended for cutting internal threads into bone, so that the threads facilitate the insertion of bone screws (not included). This is a reusable device. | Class A (non-sterile and non-measuring) | ListOfApprovedRiskNSSMDevice
116 | General Hospital/Orthopedics | Bowl stand | Intended to store and hold medical bowls. Intended for hospital use. | Class A (non-sterile and non-measuring) | ListOfApprovedRiskNSSMDevice
117 | Operation Theatre | Box Wrench for Nut/Bolt, reusable | A minimally invasive, hand-held manual surgical instrument intended to grip, twist or turn nut and bolt during orthopedic surgery. This is a reusable device. | Class A (non-sterile and non-measuring) | ListOfApprovedRiskNSSMDevice
118 | Radiotherapy | Brachytherapy radionuclide phantom, test object | Intended to mimic the functional/physical characteristics of normal or diseased human organs during performance evaluations of brachytherapy system. | Class A (non-sterile and non-measuring) | ListOfApprovedRiskNSSMDevice
119 | Physical support | Breast binder | A non-sterile device intended to be applied to the breast or breasts for soft tissue support or securing a dressing in place after surgical procedures. | Class A (non-sterile and non-measuring) | ListOfApprovedRiskNSSMDevice
120 | Obstetrical and Gynecological | Breast pump support kit, reusable | A collection of non-sterile items (e.g., breast shields, tubing, connectors, milk collection containers , etc.) intended to be used in conjunction with a manual or electric breast pump (not included) to assist mothers in extracting milk from the breast for collection and/or feeding an infant. This is a reusable device. | Class A (non-sterile and non-measuring) | ListOfApprovedRiskNSSMDevice
121 | Anesthesiology | Breathing circuit equipment dryer / drying chamber | A device that is used for the purpose of drying breathing circuit equipment that have been washed in order to prevent bacteria growth and deterioration. This is not intended for disinfection and does not have a measuring function. | Class A (non-sterile and non-measuring) | ListOfApprovedRiskNSSMDevice
122 | Operation Theatre | Bulldog clamp forceps/ Clamp manipulation forceps, reusable | A hand-held manual surgical instrument intended to accept, grasp, open, apply and remove small types of bulldog/vascular clamps. This is a reusable device intended to be sterilized prior to use (transient duration). | Class A (non-sterile and non-measuring) | ListOfApprovedRiskNSSMDevice
123 | Rehabilitation | Cable-controlled external hand prosthesis | Intended as an artificial hand for physically disabled persons, whose movement can be controlled by a cable. | Class A (non-sterile and non-measuring) | ListOfApprovedRiskNSSMDevice
124 | Operation Theatre | Camera for medical applications | A non-invasive camera intended to be used with microscopes, colposcopes and on endoscopic procedures for recording and capturing of images of internal structures. This does not have any AI- integrated or image analysis functions. | Class A (non-sterile and non-measuring) | ListOfApprovedRiskNSSMDevice
125 | Rehabilitation | Canalith repositioning procedure chair, manual | A device intended to be occupied by a patient and manually operated by a healthcare professional to facilitate therapeutic physical manoeuvres of the patient’s head and trunk (accelerations and decelerations in a multiaxial plan) to treat balance disorders [e.g., benign paroxysmal positional vertigo (BPPV), canalithiasis] caused by displaced canaliths (otoconia) in the inner ear of the patient. | Class A (non-sterile and non-measuring) | ListOfApprovedRiskNSSMDevice
126 | Anesthesiology | Capnography sampling adaptor | It is a non-sterile device intended to function as an interface between an in situ airway device (e.g., oropharyngeal airway, face mask, nasal oxygen cannula) and respiratory sampling tubing connected to a carbon dioxide monitor (capnograph) . | Class A (non-sterile and non-measuring) | ListOfApprovedRiskNSSMDevice
127 | General Hospital/Orthopedics | Cardiac compression board | A flat, rigid device that is placed under a patient to act as a support during cardiopulmonary resuscitation. | Class A (non-sterile and non-measuring) | ListOfApprovedRiskNSSMDevice
128 | Respiratory | Cardiopulmonary resuscitation mask, reusable | A flexible, form-shaped device that is placed over a patients mouth to administer "mouth-to-mask" exhaled air from the user to the patient during cardiopulmonary resuscitation (CPR). It is not intended to connect to an active device. The device is designed to replace "mouth-to-mouth" resuscitation therefore reducing the risk of cross- contamination. This is a reusable device. | Class A (non-sterile and non-measuring) | ListOfApprovedRiskNSSMDevice
129 | Respiratory | Cardiopulmonary resuscitation mouthpiece/cover | A non-sterile device that consists of a mouthpiece with an integrated face/body covering sheet intended to be placed over a patient during cardiopulmonary resuscitation (CPR) to prevent cross-contamination between patient and CPR administrator. This is a single- use device. | Class A (non-sterile and non-measuring) | ListOfApprovedRiskNSSMDevice
130 | Operation Theatre | Cartilage knife/ Chondrotome, reusable | A hand-held manual surgical instrument intended for cutting, shaving or shaping cartilage during a surgical intervention. This is a reusable device. | Class A (non-sterile and non-measuring) | ListOfApprovedRiskNSSMDevice
131 | Physical support | Cast boot/shoes | A boot-like cover for a foot enclosed in a leg cast or bulky bandages intended to support postsurgical healing, injury/trauma care or any situation that requires a pressure off-load of the foot. | Class A (non-sterile and non-measuring) | ListOfApprovedRiskNSSMDevice
132 | General Hospital/Orthopedics | Cast cutter vacuum system | An assembly of devices intended to collect the dust produced by a cast cutter (e.g., pneumatic or electric cast saw) from the workspace environment by suction during the cast removal procedure. It is not intended for surgical/on- patient use. | Class A (non-sterile and non-measuring) | ListOfApprovedRiskNSSMDevice
133 | General Hospital/Orthopedics | Cast cutting scissors | A hand-held surgical instrument intended to cut small plaster cast dressings and layers of thick material, e.g., bandages. This is a reusable device. | Class A (non-sterile and non-measuring) | ListOfApprovedRiskNSSMDevice
134 | Physical support | Cast removal protective tape | Intended to be placed between a cast stockinette and the lining of a cast, along the line where subsequent cast cutting is intended to occur during cast removal, to prevent cuts and burns to the skin caused by the cast cutter/saw. | Class A (non-sterile and non-measuring) | ListOfApprovedRiskNSSMDevice
135 | Physical support | Cast stockinette | Intended to be used with casting material to provide under-cast padding and cushioning. | Class A (non-sterile and non-measuring) | ListOfApprovedRiskNSSMDevice
136 | Physical support | Cast walking heel | A rubber device intended to be attached to or incorporated into a cast to support the patient while walking. | Class A (non-sterile and non-measuring) | ListOfApprovedRiskNSSMDevice
137 | Ophthalmology | Cerebral Cavernous Malformations (CAM) vision stimulator | Intended for stimulation of the eye for treatment of lazy/ambyopic eye. | Class A (non-sterile and non-measuring) | ListOfApprovedRiskNSSMDevice
138 | Physical Support | Cerebral Palsy (CP) walker | Intended as a walking aid for patients affected by cerebral palsy, for postoperative rehabilitation, polio, and other neurodevelopmental conditions. | Class A (non-sterile and non-measuring) | ListOfApprovedRiskNSSMDevice
139 | Obstetrical and Gynecological | Cervical cytology scraper, reusable | Intended to scrape and retrieve cytological material from the surface of the cervix (neck of the uterus) or vaginal area for pathological examination and diagnosis, often for the detection of cervical cancer. It does not have any additional functional uses. | Class A (non-sterile and non-measuring) | ListOfApprovedRiskNSSMDevice
140 | Physical Support | Cervical pillow | Intended to provide support to people who have trouble keeping their spine straight and management of neck/cervical pain. | Class A (non-sterile and non-measuring) | ListOfApprovedRiskNSSMDevice
141 | Physical Support | Cervical spine collar | Intended to support or immobilize the cervical spine to treat deformities, fractures, sprains, or strains (often to treat whiplash resulting from an automobile accident). | Class A (non-sterile and non-measuring) | ListOfApprovedRiskNSSMDevice
142 | Physical Support | Cervical traction head holder/head halter | Intended to be used with cervical traction kit to halt the head for physical support. | Class A (non-sterile and non-measuring) | ListOfApprovedRiskNSSMDevice
143 | Rehabilitation | Cervical traction kit (with/without weights) | Intended for traction of cervical region in conditions such as neck or back pain, post surgery rehabilitation, reducing neck pressure, etc. | Class A (non-sterile and non-measuring) | ListOfApprovedRiskNSSMDevice
144 | Rehabilitation | Cervical traction spreader bar/ Spreader bar | Intended to serve as a component of a traction kit to relieve pressure by stretching the musculature and connective tissue components of the cervical spine. | Class A (non-sterile and non-measuring) | ListOfApprovedRiskNSSMDevice
145 | Physical support | Cervicothoracic spine orthosis | Intended to support or immobilize deformities, fractures, sprains, or strains of the cervicothoracic spine. | Class A (non-sterile and non-measuring) | ListOfApprovedRiskNSSMDevice
146 | Physical support | Cervicothoracolumbosacral spine orthosis | Intended to encompass the cervicothoracolumbosacral spine region of the neck and trunk. | Class A (non-sterile and non-measuring) | ListOfApprovedRiskNSSMDevice
147 | Physical support | Chair cushion, pediatric use | A supportive seat shell intended for use with a disabled child to allow them to sit independently on a chair/swing/shopping trolley. | Class A (non-sterile and non-measuring) | ListOfApprovedRiskNSSMDevice
148 | Physical support | Chair, flotation therapy | Intended to support a patient in a seated position and simulate floating using air-inflated cushions to aid in the prevention of pressure injuries as a result of reduced mobility and extended sitting postures. This is not intended for therapeutic purposes. | Class A (non-sterile and non-measuring) | ListOfApprovedRiskNSSMDevice
149 | General Hospital/Orthopedics | Chemotherapy spill clean-up kit, non-sterile | Intended to safely clean and dispose of Chemotherapy drug spills. All components are supplied non-sterile. | Class A (non-sterile and non-measuring) | ListOfApprovedRiskNSSMDevice
150 | Interventional and Radiology | Chest stand | Intended to provide a stable and adjustable platform to position patients for accurate and high-quality chest/full body X-ray examinations. | Class A (non-sterile and non-measuring) | ListOfApprovedRiskNSSMDevice
151 | Physical support | Chest/Limb Restrainer | Intended to be temporarily placed on or around chest or limbs of a patient’s body to restrict movement, to facilitate patient positioning and stabilization during a medical procedure, and/or to prevent injury/hazards while potentially permitting limited movement. | Class A (non-sterile and non-measuring) | ListOfApprovedRiskNSSMDevice
152 | General Hospital/Orthopedics | Chisel/osteotome blade handle | A hand-held manual surgical device that is intended to function as a handle that mounts a compatible chisel/osteotome blade of these types which is locked into place. This is a reusable device. | Class A (non-sterile and non-measuring) | ListOfApprovedRiskNSSMDevice
153 | General Hospital/Orthopedics | Cholera bed | Intended as a physical suppport for severely ill and weak patients including those suffering from cholera. | Class A (non-sterile and non-measuring) | ListOfApprovedRiskNSSMDevice
154 | Ophthalmology | Cilia forceps | A hand-held, manual, surgical instrument intended to facilitate the grasping and removal of the cilia (eyelashes). This is a reusable device intended to be sterilized prior to use. | Class A (non-sterile and non-measuring) | ListOfApprovedRiskNSSMDevice
155 | Operation Theatre | Circumcision kit, reusable | A collection of various non-sterile, non-powered, reusable instruments, dressings, etc. intended to perform a circumcision procedure. Typical components include circumcision clamp, scissors, and scalpel. This is a non-measuring, reusable device and does not contain pharmaceuticals. | Class A (non-sterile and non-measuring) | ListOfApprovedRiskNSSMDevice
156 | Dental | Clamp for rubber dam | A dental device intended to anchor a rubber dam down to the cervical region of an exposed tooth. | Class A (non-sterile and non-measuring) | ListOfApprovedRiskNSSMDevice
157 | Operation Theatre | Clamp, reusable | A handheld surgical instrument intended for clamping tissues or materials or bone other than in central circulatory/central nervous system. This is a reusable device intended for transient use. | Class A (non-sterile and non-measuring) | ListOfApprovedRiskNSSMDevice
158 | Physical support | Clavicle support/brace/belt | Intended to support and limit the movement of clavicle bone in case of injury, fracture, post surgery, etc. | Class A (non-sterile and non-measuring) | ListOfApprovedRiskNSSMDevice
159 | General Hospital/Orthopedics | Cleaning solution for medical devices | Intended to be used prior to disinfection for cleaning of medical devices such as dental suction units, etc. It is not a disinfectant for medical devices. | Class A (non-sterile and non-measuring) | ListOfApprovedRiskNSSMDevice
160 | Gastroenterology | Closed-ended intestinal ostomy bag, multiple-piece | A non-sterile plastic pouch intended to be attached around a faecal stoma for use as a receptacle for faeces following a colostomy. | Class A (non-sterile and non-measuring) | ListOfApprovedRiskNSSMDevice
161 | Rehabilitation | Cold compression therapy cervical spine collar/ Ice collar | Intended to facilitate, through cooling and compression, the treatment of a variety of conditions resulting from injury/surgery to the neck region (e.g., inflammation, stiffness, whiplash). | Class A (non-sterile and non-measuring) | ListOfApprovedRiskNSSMDevice
162 | Rehabilitation | Cold/cool therapy gel | Intended for localized topical skin application to provide a cooling effect for underlying muscles/joints to reduce pain and swelling. | Class A (non-sterile and non-measuring) | ListOfApprovedRiskNSSMDevice
163 | Physical support | Collar and cuff arm sling | Intended to immobilize forearm, elbow, humerus or shoulder injuries. | Class A (non-sterile and non-measuring) | ListOfApprovedRiskNSSMDevice
164 | Ophthalmology | Colour discrimination non- prescription spectacles | An ophthalmic device intended for use by people with color blindness to improve color discrimination and may also block UVA and UVB radiation from sunlight. | Class A (non-sterile and non-measuring) | ListOfApprovedRiskNSSMDevice
165 | Ophthalmology | Colour discrimination tester | Intended to test a person's ability to differentiate between colours. | Class A (non-sterile and non-measuring) | ListOfApprovedRiskNSSMDevice
166 | Ophthalmology | Colour-discrimination eye chart | Intended for testing colour vision. | Class A (non-sterile and non-measuring) | ListOfApprovedRiskNSSMDevice
167 | Physical support | Compression/pressure sock/stocking applicator | Intended to assist in wearing/removing of medical compression stockings. | Class A (non-sterile and non-measuring) | ListOfApprovedRiskNSSMDevice
168 | Physical support | Compression/pressure tubular garment | Intended to tightly fit over and apply compression/ pressure (i.e., graduated or even-force) to a part of a limb, typically for the treatment/prevention of a disorder(s) of circulation [e.g., venous insufficiency, deep vein thrombosis (DVT)], to control scarring, and/or to manage lymphoedema. | Class A (non-sterile and non-measuring) | ListOfApprovedRiskNSSMDevice
169 | Neurological | Conductive abrasive gel for skin preparation, non-sterile | Non-sterile conductive gel intended to reduce the resistance (impedance) and defatting the skin in preparation for electrophysiological examinations: electroencephalography (EEG), long-term EEG monitoring, polysomnography (PSG), evoked potentials (EP), stress test ECG, ECG monitoring by Holter in clinics, hospitals, diagnostic centers. | Class A (non-sterile and non-measuring) | ListOfApprovedRiskNSSMDevice
170 | Neurological | Conductive electrode gel/paste (adhesive/non- adhesive), non-sterile | A non-sterile gel intended to reduce resistance between skin and electrodes during examinations such as ECG, EEG, EMG, etc. | Class A (non-sterile and non-measuring) | ListOfApprovedRiskNSSMDevice
171 | Physical support | Congenital hip dislocation abduction splint | Intended to stabilize the hips of a young child with dislocated hips in an abducted position (away from the midline). | Class A (non-sterile and non-measuring) | ListOfApprovedRiskNSSMDevice
172 | Ophthalmology | Contact lens inserter/remover, non-sterile | Intended to insert and remove contact lenses from the eye. It does not come in direct contact with the eyeball. This is a reusable device. | Class A (non-sterile and non-measuring) | ListOfApprovedRiskNSSMDevice
173 | Rehabilitation | Controlled ankle motion (CAM) walker | Intended for preventing/limiting foot/ankle movement in cases of serious sprain, surgery or removal of cast. | Class A (non-sterile and non-measuring) | ListOfApprovedRiskNSSMDevice
174 | General Hospital/Orthopedics | Corn/callus dressing, reusable | The device is intended to offer symptomatic relief of physical foot disorders and similar conditions, by providing a mechanical barrier which relieves the effects of pressure and friction and or support. | Class A (non-sterile and non-measuring) | ListOfApprovedRiskNSSMDevice
175 | General Hospital/Orthopedics | Corn/callus dressing, single use | A non-sterile adhesive dressing intended for protection and/or relief of corns or calluses (hardened areas of skin on the feet or toes). | Class A (non-sterile and non-measuring) | ListOfApprovedRiskNSSMDevice
176 | General Hospital/Orthopedics | Cotton and rubber elastic bandage | It is an elasticated device intended to be worn on limbs for managements of sprains, strains and painful joints on intact skin. | Class A (non-sterile and non-measuring) | ListOfApprovedRiskNSSMDevice
177 | General Hospital/Orthopedics | Cotton crepe bandage | It is intended to be worn on limbs for managements of sprains, strains and painful joints on intact skin. | Class A (non-sterile and non-measuring) | ListOfApprovedRiskNSSMDevice
178 | Dental | Cottonoid pad, non-sterile | A non-sterile absorbent device intended to absorb the saliva that is being secreted during dental procedures to maintain a dry field. | Class A (non-sterile and non-measuring) | ListOfApprovedRiskNSSMDevice
179 | General Hospital/Orthopedics | Cover for thermometer probe, non-sterile | It is intended to act as a physical barrier between the patient and an in-the-ear thermometer to prevent cross-contamination between patients. This is a reusable device. | Class A (non-sterile and non-measuring) | ListOfApprovedRiskNSSMDevice
180 | Anesthesiology | CPAP/BPAP chin strap, reusable | A non-sterile device in the form of a strap or band intended to be fastened around a patient’s head (vertically from chin to crown) during positive airway pressure (PAP) therapy to control mouth air leaks by gently holding the mouth closed. | Class A (non-sterile and non-measuring) | ListOfApprovedRiskNSSMDevice
181 | Anesthesiology | CPAP/BPAP chin strap,single use | A non-sterile, disposable device in the form of a strap or band intended to be fastened around a patient’s head (vertically from chin to crown) during positive airway pressure (PAP) therapy to control mouth air leaks by gently holding the mouth closed. | Class A (non-sterile and non-measuring) | ListOfApprovedRiskNSSMDevice
182 | Neurological | Cranial trephine, reusable | A manual neurosurgical blade intended to cut/remove circular sections of the skull vault (calvarium) to provide access to the interior, for various purposes such as catheter insertion, injection of dyes, etc. It is an exchangeable device that may be specifically attached to a manually-rotated handle only. This is a reusable device, intended for transient use. | Class A (non-sterile and non-measuring) | ListOfApprovedRiskNSSMDevice
183 | General Hospital/Orthopedics | Craniofacial rongeur, reusable | A hand-held manual surgical instrument intended for cutting tough tissues (cartilage, sinew) or bone, through a cutting/biting action, during surgery involving the cranium and/or face (e.g., craniotomy, ethmoidectomy, mastoidectomy, rhinoplasty) it is not dedicated to dental surgery. This is a reusable device. | Class A (non-sterile and non-measuring) | ListOfApprovedRiskNSSMDevice
184 | General Hospital/Orthopedics | Crash cart/Emergency recovery trolley | Intended for use in hospitals for transportation and dispensing of emergency medication/ equipment at the site of a medical/surgical emergency for life support protocols (equipment not included). | Class A (non-sterile and non-measuring) | ListOfApprovedRiskNSSMDevice
185 | Physical Support | Crutches | Intended to help transfer of load from the legs to the upper body of people who cannot use their legs to fully support the weight of their body due to temporary or permanent disabilities. | Class A (non-sterile and non-measuring) | ListOfApprovedRiskNSSMDevice
186 | Interventional and Radiology | CT phantom, test object | Intended to establish, validate, and provide for routine and periodic verification of patient imaging CT system performance consistent with internationally recognized standard. | Class A (non-sterile and non-measuring) | ListOfApprovedRiskNSSMDevice
187 | Operation Theatre | Cystoscopic rongeur, reusable | A rigid, hand-held manual instrument intended to be used with a compatible rigid cystoscope for the removal of hard/tough tissue (e.g., calculi) from the urinary tract during a cystoscopic procedure. It is introduced into the body through an artificial orifice or the working channel of the endoscope. This is a reusable device. | Class A (non-sterile and non-measuring) | ListOfApprovedRiskNSSMDevice
188 | Oncology | Cytotoxic waste receptacle | Intended to safely deposit, collect and store cytotoxic materials (e.g., chemotherapy/ antineoplastic drugs). | Class A (non-sterile and non-measuring) | ListOfApprovedRiskNSSMDevice
189 | Dental | Dappen dish, reusable | A non-sterile, reusable vessel intended to contain and mix dental materials chairside prior to application to the patient during dental procedures. | Class A (non-sterile and non-measuring) | ListOfApprovedRiskNSSMDevice
190 | Dental | Dappen dish, single-use | A non-sterile, disposable vessel intended to contain and mix dental materials chairside prior to application to the patient during dental procedures. | Class A (non-sterile and non-measuring) | ListOfApprovedRiskNSSMDevice
191 | Rehabilitation | Denis Brown splint | Intended to immobilize the foot, particularly on young children with tibial torsion (excessive rotation of the lower leg) or club foot. | Class A (non-sterile and non-measuring) | ListOfApprovedRiskNSSMDevice
192 | Dental | Dental abrasive disk guard | A dental device intended to be fitted around an abrasive disk when rotating at high-speed to protect tissues not intended to come in contact with the abrasive disk. | Class A (non-sterile and non-measuring) | ListOfApprovedRiskNSSMDevice
193 | Dental | Dental abrasive disk, reusable | A non-sterile dental lab instrument intended for use in contouring, finishing, and polishing dental restorations. Not intended for direct patient contact. | Class A (non-sterile and non-measuring) | ListOfApprovedRiskNSSMDevice
194 | Dental | Dental abrasive disk, single- use | A non-sterile dental lab instrument intended for use in contouring, finishing, and polishing dental restorations. Not intended for direct patient contact. | Class A (non-sterile and non-measuring) | ListOfApprovedRiskNSSMDevice
195 | Dental | Dental abrasive strip, reusable | It is intended to be used for cleanup, polish or finish dental crowns and bridges after cementation of crowns, veneers, bridges, inlays or onlays. Not intended for direct contact with tooth. | Class A (non-sterile and non-measuring) | ListOfApprovedRiskNSSMDevice
196 | Dental | Dental abrasive strip, single- use | It is intended to be used for cleanup, polish or finish dental crowns and bridges after cementation of crowns, veneers, bridges, inlays or onlays. Not intended for direct contact with tooth. | Class A (non-sterile and non-measuring) | ListOfApprovedRiskNSSMDevice
197 | Dental | Dental amalgam mixer | This is a dental benchtop device intended to mix by vibration/shaking, encapsulated materials to be used for dental restorative procedures in the mouth. | Class A (non-sterile and non-measuring) | ListOfApprovedRiskNSSMDevice
198 | Dental | Dental articulation liquid | A range of pressure indicating material intended to locate areas of denture or removable dental device discomfort in the patients mouth for seating crowns, bridges, full dentures, immediate dentures and partial dentures. | Class A (non-sterile and non-measuring) | ListOfApprovedRiskNSSMDevice
199 | Dental | Dental articulation paper | Intended for marking areas of contact between opposite teeth, restorations or appliances. | Class A (non-sterile and non-measuring) | ListOfApprovedRiskNSSMDevice
200 | Dental | Dental articulation paper forceps | A hand-held manual dental instrument intended for grasping and holding articulation paper during its application to a patients oral cavity. This is a reusable device. | Class A (non-sterile and non-measuring) | ListOfApprovedRiskNSSMDevice
201 | Dental | Dental automated x-ray film processor | A mains electricity (AC-powered) automated dental x-ray film processor intended for the rapid processing of dental x-ray films. | Class A (non-sterile and non-measuring) | ListOfApprovedRiskNSSMDevice
202 | Dental | Dental camera cover, non- sterile | A non-sterile device intended to provide an infection-control protective barrier for dental intra-oral camera. | Class A (non-sterile and non-measuring) | ListOfApprovedRiskNSSMDevice
203 | Dental | Dental cheek retractor, home-use | This is a hands-free, self-retaining frame that is intended for home use by a patient to retract the lips/cheeks to facilitate viewing of the teeth. | Class A (non-sterile and non-measuring) | ListOfApprovedRiskNSSMDevice
204 | Dental | Dental cheek retractor, professional | A non-sterile, self-retaining frame intended to allow a dental professional to retract the lips/cheeks of a patient during an orthodontic or restorative dental procedure for easy access to the field of operation. It may also be designed to displace the tongue. It is not intended to connect to an active device. | Class A (non-sterile and non-measuring) | ListOfApprovedRiskNSSMDevice
205 | Dental | Dental cotton roll, non-sterile | It is intended as an absorbent, hard-packed cylinder (a roll) that is used as a saliva absorber from the oral cavity during dental procedures. It may also be used as a packing between the lip/cheek and the gum to give better examination/operative exposure. Not intended for long-term use. | Class A (non-sterile and non-measuring) | ListOfApprovedRiskNSSMDevice
206 | Dental | Dental cuspidor | This is a vessel, e.g. a round bow, into which the patient may expectorate during and after dental procedures. | Class A (non-sterile and non-measuring) | ListOfApprovedRiskNSSMDevice
207 | Dental | Dental dressing forceps, reusable | A hand-held manual dental instrument intended for grasping and holding a dental dressing during its application to a patients oral cavity. This is a reusable device. | Class A (non-sterile and non-measuring) | ListOfApprovedRiskNSSMDevice
208 | Dental | Dental elevator, sinus lift, reusable | A hand-held, manual, dental surgical instrument intended to lift and displace sinus mucosa (Schneiderian membrane) from the maxillary sinus floor to allow for insertion of a bone graft during sinus lift surgery. This is a reusable device intended for transient use. | Class A (non-sterile and non-measuring) | ListOfApprovedRiskNSSMDevice
209 | Dental | Dental elevator, tooth/root, reusable | A hand-held, manual, dental surgical instrument intended to be used as a lever during the extraction of a tooth or retained roots. This is a reusable device intended for transient use. | Class A (non-sterile and non-measuring) | ListOfApprovedRiskNSSMDevice
210 | Dental | Dental examination kit, reusable | A collection of non-sterile dental instruments (forceps, mirror, probe, spatula, excavator) intended to be used to perform general dental examination. It is not intended for surgical procedures. Kit does not contain any dental implants, medicines/substances or fill materials. This device is reusable intended to be sterilized prior to use. | Class A (non-sterile and non-measuring) | ListOfApprovedRiskNSSMDevice
211 | Dental | Dental excavator, reusable | A manual, non-sterile surgical instrument intended for cutting, cleaning and shaping a carious cavity before filling it. This is a reusable device. | Class A (non-sterile and non-measuring) | ListOfApprovedRiskNSSMDevice
212 | Dental | Dental float/rasp, manual (for veterinary use) | Intended for periodic grinding of teeth of animals with continuously growing teeth, such as cattle and horses, in order to aid in proper chewing and prevent injury to cheeks and oral cavity. | Class A (non-sterile and non-measuring) | ListOfApprovedRiskNSSMDevice
213 | Dental | Dental floss | It is a tape/thread-like device intended for removing plaque, tartar, etc. from between the teeth and aid in prevention of dental caries. | Class A (non-sterile and non-measuring) | ListOfApprovedRiskNSSMDevice
214 | Dental | Dental handpiece cover, non-sterile | A non-sterile device intended to cover and protect a dental handpiece during dental procedures and prevent cross-infection between patients. | Class A (non-sterile and non-measuring) | ListOfApprovedRiskNSSMDevice
215 | Dental | Dental implant abutment analog, laboratory | A rod-like device intended to be used as a copy of a dental implant abutment, for a dental laboratory working model, to confirm the orientation/position of the final dental implant it may be used during a scanning procedure (e.g., with a laboratory scanner). This is a reusable device. | Class A (non-sterile and non-measuring) | ListOfApprovedRiskNSSMDevice
216 | Dental | Dental implant abutment impression cap | A device intended to be placed intraorally on the abutment head of a dental implant during dental impression procedures, to facilitate the removal of the impression material after setting and to ensure the position of the implant in order to transfer it to a working model for the dental technician. | Class A (non-sterile and non-measuring) | ListOfApprovedRiskNSSMDevice
217 | Dental | Dental implant abutment trial | A copy of a dental implant abutment intended to be used intraorally during dental implant restorative procedures to reproduce the characteristics of an abutment (e.g., angle, diameter, transmucosal or cementable area height) to facilitate selection of an appropriate final prosthetic abutment. This is not a dental implant. This is a reusable device. | Class A (non-sterile and non-measuring) | ListOfApprovedRiskNSSMDevice
218 | Dental | Dental implant extractor, reusable | This is a manually-operated, dental device that is intended to be used to retrieve a dental implanted device, typically because of damage (e.g., a broken collar) or malfunction, from the oral cavity. This is a reusable device. | Class A (non-sterile and non-measuring) | ListOfApprovedRiskNSSMDevice
219 | Dental | Dental implant/prosthesis handling forceps, reusable | This is a hand-held manual dental instrument intended for grasping and holding a dental devices(e.g., crown, bridge, screw) during its application to a patients oral cavity. This is a reusable device. | Class A (non-sterile and non-measuring) | ListOfApprovedRiskNSSMDevice
220 | Dental | Dental impression adhesive | A liquid material specifically intended to give adhesion of an impression material to the impression tray. | Class A (non-sterile and non-measuring) | ListOfApprovedRiskNSSMDevice
221 | Dental | Dental impression material | intended to be used in dentistry to reproduce the structure of a patients teeth, gums or other oral tissues. | Class A (non-sterile and non-measuring) | ListOfApprovedRiskNSSMDevice
222 | Dental | Dental impression material kit, reusable | A collection of non-sterile devices intended to obtain a negative imprint of the teeth. The kit typically includes dental impression materials and a dental impression tray(s). | Class A (non-sterile and non-measuring) | ListOfApprovedRiskNSSMDevice
223 | Dental | Dental impression material kit, single-use | A collection of non-sterile devices intended to obtain a negative imprint of the teeth. The kit typically includes dental impression materials and a dental impression tray(s). | Class A (non-sterile and non-measuring) | ListOfApprovedRiskNSSMDevice
224 | Dental | Dental impression material mixer | An electric device intended to mix impression materials immediately before use at the chair side. | Class A (non-sterile and non-measuring) | ListOfApprovedRiskNSSMDevice
225 | Dental | Dental impression material syringe | A non-sterile, hand-held manual dental instrument intended to be used to inject impression material into an impression tray. This is a reusable device. | Class A (non-sterile and non-measuring) | ListOfApprovedRiskNSSMDevice
226 | Dental | Dental impression spacer | A device intended to be temporarily applied to the surface of edentulous ridges and dental structures before the preliminary application of impression material. This is a non-sterile, single- use device. | Class A (non-sterile and non-measuring) | ListOfApprovedRiskNSSMDevice
227 | Dental | Dental impression tray, reusable | It is intended to hold impression material, to confine the material in opposition to the surfaces to be recorded (e.g., teeth and gums), and to control the impression material while it sets to form an impression. | Class A (non-sterile and non-measuring) | ListOfApprovedRiskNSSMDevice
228 | Dental | Dental irrigation/aspiration syringe, reusable | A hand-held manual dental device (a plunger- type syringe) intended to inject and/or aspirate a volume of solution into the working area in the oral cavity. This is a reusable device. | Class A (non-sterile and non-measuring) | ListOfApprovedRiskNSSMDevice
229 | Dental | Dental laboratory bur, reusable | A rotary cutting device intended to fit into a dental laboratory handpiece that provides the rotation for dental laboratory use only to cut hard structures (e.g., metals, plastics, porcelains), during the fabrication of dental restorations. This is not intended for in-patient use. | Class A (non-sterile and non-measuring) | ListOfApprovedRiskNSSMDevice
230 | Dental | Dental laboratory curing light | An electrically-powered device intended to be used in the dental laboratory for curing polymer- based materials. This can be achieved by heat, heat and pressure, light, or a combination of these. It is not a measuring device. | Class A (non-sterile and non-measuring) | ListOfApprovedRiskNSSMDevice
231 | Dental | Dental material application tool, reusable | Intended to be used in dentistry for the application of a dental material (e.g., composite resin, etchants, etc.) to a dental prosthesis or to a patient’s tooth/teeth or elsewhere in the oral cavity. | Class A (non-sterile and non-measuring) | ListOfApprovedRiskNSSMDevice
232 | Dental | Dental material heater | Intended to heat regular (paste) and flowable composite material, including bulk fill composites, compules, porcelain veneers and onlays. | Class A (non-sterile and non-measuring) | ListOfApprovedRiskNSSMDevice
233 | Dental | Dental material mixing nozzle, non-sterile | A device intended for mixing inactive compounds during a dental procedure to produce a functional dental restorative/impression material (not included) which may be applied directly to the oral cavity/teeth of the patient or used for some other dental application. | Class A (non-sterile and non-measuring) | ListOfApprovedRiskNSSMDevice
234 | Dental | Dental material mixing surface, reusable | Intended to be used as a surface to mix dental materials. | Class A (non-sterile and non-measuring) | ListOfApprovedRiskNSSMDevice
235 | Dental | Dental material mixing surface, single-use | Intended to be used as a surface to knead or mix dental material (impression material, cement, etc). | Class A (non-sterile and non-measuring) | ListOfApprovedRiskNSSMDevice
236 | Dental | Dental matrix band, reusable | A dental instrument intended to contour a dental restorative material to match dentition within the oral cavity. This is not a dental implant. | Class A (non-sterile and non-measuring) | ListOfApprovedRiskNSSMDevice
237 | Dental | Dental matrix band, single- use, non-sterile | A dental instrument intended to contour a dental restorative material to match dentition within the oral cavity. This is a non-sterile, single-use device. This is not a dental implant. | Class A (non-sterile and non-measuring) | ListOfApprovedRiskNSSMDevice
238 | Dental | Dental matrix wedge | Intended for use as a wedge between teeth to create space when applying restorative materials. | Class A (non-sterile and non-measuring) | ListOfApprovedRiskNSSMDevice
239 | Dental | Dental precision attachment fitting/adjustment tool, reusable | This is a hand held, manual dental laboratory instrument that is intended to be used in a dental laboratory or dental surgery during fabrication or revision of a final dental prosthesis (e.g., denture, crown, bridge) to integrate and/or adjust the fitting between male and female precision attachments. This is a reusable device. | Class A (non-sterile and non-measuring) | ListOfApprovedRiskNSSMDevice
240 | Dental | Dental prosthesis/implant abutment screw analog, reusable/ Guide pin, reusable | A device intended to be used as a copy of a dental implant prosthetic screw to attach a dental implant abutment or prosthesis (e.g., crown, bridge) to a dental implant analog in a dental laboratory working model. It is not a dental implant. | Class A (non-sterile and non-measuring) | ListOfApprovedRiskNSSMDevice
241 | Dental | Dental resin applicator | Intended to be used for the application of a dental restorative material (e.g., amalgam, resin) to a patient’s tooth/teeth the restorative material is not included. | Class A (non-sterile and non-measuring) | ListOfApprovedRiskNSSMDevice
242 | Dental | Dental rongeur, reusable | A hand-held, manual instrument intended to be used in dental surgery to remove hard or tough body tissues such as cartilage or bone, by applying a biting/cutting action. This is a reusable device intended for transient use. | Class A (non-sterile and non-measuring) | ListOfApprovedRiskNSSMDevice
243 | Dental | Dental rubber dam clamp forceps, reusable | A hand-held dental instrument intended for the insertion and removal of rubber dam clamps. This is a reusable device. | Class A (non-sterile and non-measuring) | ListOfApprovedRiskNSSMDevice
244 | Dental | Dental rubber dam, non- sterile | A non-sterile dental device intended to be placed over the teeth during dental procedures for uses such as 1) to isolate the field of operation from the rest of the oral cavity 2) to eliminate saliva 3) to prevent the patient swallowing liquid/dental material 4) to protect soft tissue from harmful solutions and 5) to reduce risk of infection. | Class A (non-sterile and non-measuring) | ListOfApprovedRiskNSSMDevice
245 | Dental | Dental soft-tissue coring punch, reusable | A manual dental instrument intended to remove with precision a circular section of oral soft tissue (e.g., gum, palatal mucosa) during dental surgery, typically to allow access to a site for drilling and dental/orthodontic implant placement without the use of a scalpel. This is a reusable device. | Class A (non-sterile and non-measuring) | ListOfApprovedRiskNSSMDevice
246 | Dental | Dental spatula | A hand-held, manual device intended for kneading or mixing dental material (impression material, cement, etc). This may be reusable or single-use. | Class A (non-sterile and non-measuring) | ListOfApprovedRiskNSSMDevice
247 | Dental | Dental suction protective mouthpiece | A prefabricated device intended to be placed in the oral cavity during a dental procedure to protect the oral pathway by serving as a conduit for the continuous suction of debris/saliva, shielding the oral anatomy, maintaining an open mouth and retracted cheeks, and depressing the tongue. | Class A (non-sterile and non-measuring) | ListOfApprovedRiskNSSMDevice
248 | Dental | Dental suction system fluid- separation unit | A separator used in the oral cavity for the separation of fluids (saliva, blood) from gases to avoid liquids from entering the suction pump (i.e., dry suction). Suction pump is not included. | Class A (non-sterile and non-measuring) | ListOfApprovedRiskNSSMDevice
249 | Dental | Dental surgical microscope | This is a dental device that is intended to magnify and visualize minute intraoral structures during dental examination and dental surgical procedures in the mouth. | Class A (non-sterile and non-measuring) | ListOfApprovedRiskNSSMDevice
250 | Dental | Dental surgical probe, reusable | A hand-held manual dental surgical instrument intended to be used to explore and/or perform therapeutic procedures during various types of dental surgical intervention. This is a non- measuring, reusable device. | Class A (non-sterile and non-measuring) | ListOfApprovedRiskNSSMDevice
251 | Dental | Dental torque wrench adaptor | It is intended to enable connection of the main body of the wrench to a specific endpiece(s). It is intended for transient use. | Class A (non-sterile and non-measuring) | ListOfApprovedRiskNSSMDevice
252 | Dental | Dental wedge (for veterinary use) | Intended for use during dental examination/treatment to retract soft tissues from teeth, isolate a teeth for treatment/examination purposes, etc.. This is a reusable device. | Class A (non-sterile and non-measuring) | ListOfApprovedRiskNSSMDevice
253 | Dental | Dental X-ray beam aligner | Intended to assist the dental radiographer to align the positioning indicator device relative to the tooth and receptor. | Class A (non-sterile and non-measuring) | ListOfApprovedRiskNSSMDevice
254 | Dental | Dental X-ray film holder | It is used to hold the dental X-ray films and position it to the right angle inside the mouth to aim taking an accurate X-ray. | Class A (non-sterile and non-measuring) | ListOfApprovedRiskNSSMDevice
255 | Dental | Dental/oral lavage unit (water flosser) | Intended to inject a stream of water on teeth to remove dental plaque in between teeth and improve gum health. It is intended as an OTC (home use) device. | Class A (non-sterile and non-measuring) | ListOfApprovedRiskNSSMDevice
256 | Dental | Dental-professional prophylaxis brush/Dental polishing brush | A rotary dental instrument intended to be used by a dental hygienist and/or dentist to clean and polish teeth. | Class A (non-sterile and non-measuring) | ListOfApprovedRiskNSSMDevice
257 | Dental | Dentifrice/ Dental polishing paste | Prophylaxis pastes without fluoride intended to be used by professionals for tooth cleaning and polishing procedure by abrasion/mechanical cleaning only. | Class A (non-sterile and non-measuring) | ListOfApprovedRiskNSSMDevice
258 | Dental | Dentures cup | This cup is intended to hold patient dentures when they are not in the mouth. | Class A (non-sterile and non-measuring) | ListOfApprovedRiskNSSMDevice
259 | Dermatological and Plastic Surgery | Dermatome skin approximation tape | Intended for attachment onto a skin graft knife to collect a skin graft tissue. | Class A (non-sterile and non-measuring) | ListOfApprovedRiskNSSMDevice
260 | Dermatological and Plastic Surgery | Dermatome, manual, reusable | A hand-held, manual surgical instrument used for cutting thin donor slices of skin for skin grafting or for excising small skin lesions. This is a reusable device. | Class A (non-sterile and non-measuring) | ListOfApprovedRiskNSSMDevice
261 | Dermatological and Plastic Surgery | Dermatoscope, digital | Intended for non-invasive, visual inspection of intact skin by a healthcare professional. It does not have measuring function. | Class A (non-sterile and non-measuring) | ListOfApprovedRiskNSSMDevice
262 | Physical support | Derotation bar with Traction | Intended for lower limb traction and aid in early healing, correction of drop foot. | Class A (non-sterile and non-measuring) | ListOfApprovedRiskNSSMDevice
263 | Ophthalmology | Diagnostic condensing lens | A non-sterile ophthalmic lens intended for use in binocular indirect ophthalmoscopy to focus reflected light from the fundus of the eye. | Class A (non-sterile and non-measuring) | ListOfApprovedRiskNSSMDevice
264 | Interventional and Radiology | Diagnostic X-ray system positioning frame | Intended to be placed on the floor to position and support a patient, an x-ray tube assembly (not included), and an image receptor assembly (bucky) (not included) during a diagnostic x-ray procedure. | Class A (non-sterile and non-measuring) | ListOfApprovedRiskNSSMDevice
265 | Interventional and Radiology | Diagnostic x-ray tube mount | Intended to support and to position the diagnostic x-ray tube housing assembly (not included) for a medical radiographic procedure. | Class A (non-sterile and non-measuring) | ListOfApprovedRiskNSSMDevice
266 | Nephrology and Renal care | Dialysis bag clamp/clip | Intended to be used for opening or closing the dialysis tube. | Class A (non-sterile and non-measuring) | ListOfApprovedRiskNSSMDevice
267 | Nephrology and Renal care | Dialysis set holder | Intended to hold and secure in position a dedicated set being used during a dialysis procedure. | Class A (non-sterile and non-measuring) | ListOfApprovedRiskNSSMDevice
268 | Urology | Diaphragm wearable urinal | A non-sterile urine drainage device intended to be used by men with incontinence for urine collection. This is not a catheter. This is a reusable device. | Class A (non-sterile and non-measuring) | ListOfApprovedRiskNSSMDevice
269 | Dermatological and Plastic Surgery | Digital examination camera | Digital camera for close-up skin inspections or general examinations. | Class A (non-sterile and non-measuring) | ListOfApprovedRiskNSSMDevice
270 | Ophthalmology | Direct ophthalmoscope eye cup | The device is intended to be attached to the distal (patient-contact) end of a direct ophthalmoscope head to facilitate appropriate positioning around the patient’s eye socket during an examination. | Class A (non-sterile and non-measuring) | ListOfApprovedRiskNSSMDevice
271 | Obstetrical and Gynecological | Disposable Kelly pad | Intended to funnel blood to a collection device in order to help detect postpartum hemorrhage. It does not have measuring function. | Class A (non-sterile and non-measuring) | ListOfApprovedRiskNSSMDevice
272 | Operation Theatre | Dissection board | A reusable device on which an object is placed for support during dissection procedures. | Class A (non-sterile and non-measuring) | ListOfApprovedRiskNSSMDevice
273 | Obstetrical and Gynecological | Douche kit | A packaged collection of non-sterile items (douche solution prefilled in a douche unit) intended to provide cleansing of the vaginal area. | Class A (non-sterile and non-measuring) | ListOfApprovedRiskNSSMDevice
274 | Dermatological and Plastic Surgery | Drape adhesive | Intended to be placed on the skin to attach a surgical drape. | Class A (non-sterile and non-measuring) | ListOfApprovedRiskNSSMDevice
275 | Urology | Draping incontinence liner | A non-sterile padded sheet intended to cover a device/piece of furniture (e.g., wheelchair, bed, sofa) occupied by an incontinent person to catch and retain urine. | Class A (non-sterile and non-measuring) | ListOfApprovedRiskNSSMDevice
276 | Dermatological and Plastic Surgery | Dressing retention garments | Intended for use in wet and/or dry wrapping and dressing retention in the treatment of atopic eczema. This does not incorporate anti-microbial agents. | Class A (non-sterile and non-measuring) | ListOfApprovedRiskNSSMDevice
277 | General Hospital/Orthopedics | Dressing trolley | Intended to store and transport medical dressings within a hospital/health care facility. This does not include dressings. | Class A (non-sterile and non-measuring) | ListOfApprovedRiskNSSMDevice
278 | Operation Theatre | Dressing/utility forceps, reusable | A hand-held manual instrument intended primarily for non-dedicated grasping of devices, sponges and/or dressings during a procedure it is neither intended for tissue manipulation nor endoscopic use. This is a reusable device intended to be sterilized prior to use. | Class A (non-sterile and non-measuring) | ListOfApprovedRiskNSSMDevice
279 | Urology | Drip wearable urinal | A non-sterile urine drainage device intended for men to contain a moderate leakage and urine collection. | Class A (non-sterile and non-measuring) | ListOfApprovedRiskNSSMDevice
280 | Operation Theatre | Driver/extractor, reusable | A hand-held, manually-operated, combination surgical instrument intended to be used in the insertion and/or removal of, e.g a pin, screw or appliance during surgical procedures. This is a reusable, non-measuring device intended for transient use. | Class A (non-sterile and non-measuring) | ListOfApprovedRiskNSSMDevice
281 | RESPIRATORY | Dry powder inhaler | Intended to administer powdered medicine through the mouth and into the bronchial airways. | Class A (non-sterile and non-measuring) | ListOfApprovedRiskNSSMDevice
282 | RESPIRATORY | Dry salt therapy device | Intended to provide an inhalation of prefilled salt particles through the mouth and into the bronchial airways to induce natural self-cleansing mechanisms that flush away the impurities from the surface of cells and mechanically clean the airways. | Class A (non-sterile and non-measuring) | ListOfApprovedRiskNSSMDevice
283 | ENT | Ear bowl | Intended to fit the curvature of the head and sit closely under the ear lobe to enable ear treatments. | Class A (non-sterile and non-measuring) | ListOfApprovedRiskNSSMDevice
284 | ENT | Ear canal impression tray | Intended to hold and confine the impression material in opposition to the surfaces to be recorded, and to control the impression material while it sets to form the impression of the ear canal. | Class A (non-sterile and non-measuring) | ListOfApprovedRiskNSSMDevice
285 | ENT | Ear canal light | Intended to illuminate the ear canal. | Class A (non-sterile and non-measuring) | ListOfApprovedRiskNSSMDevice
286 | ENT | Ear hook, reusable | A hand-held, manual surgical instrument intended to be used in surgery of the middle ear. This is a reusable device intended for transient use. | Class A (non-sterile and non-measuring) | ListOfApprovedRiskNSSMDevice
287 | ENT | Ear Irrigation kit | A collection of non-sterile items intended to irrigate the ear canal with solution to clear wax and debris. It may consist of curette, forceps, a manually-operated flushing device (e.g., spray bottle, syringe, etc.) and accessory items (e.g., a cup to collect used irrigation solution). This is a reusable device. | Class A (non-sterile and non-measuring) | ListOfApprovedRiskNSSMDevice
288 | ENT | Ear speculum, reusable / Ear cannula, reusable | A device that is hand-held and manually inserted into the ear canal to create a channel for examination, suction, irrigation, or the insertion of another surgical device during an ear/nose/throat (ENT) procedure. It might also be referred to as an ear probe. This is not intended for long-term use and cannot connect to high-risk active devices. This is a reusable device. | Class A (non-sterile and non-measuring) | ListOfApprovedRiskNSSMDevice
289 | ENT | Earmould impression kit | A collection of non-sterile, non-active supplies, instruments, and materials intended to be used to make an accurate impression of the folds and convolutions of cartilage that form the outer ear and its canal (i.e., an earmould). The mould of the ear is used to manufacture custom-made hearing devices such as hearing aids and earplugs. | Class A (non-sterile and non-measuring) | ListOfApprovedRiskNSSMDevice
290 | ENT | Earmould impression material | A silicone impression moulding material intended to take an impression to manufacture a shell or ear mould to the correct size to fit an individual's ear. | Class A (non-sterile and non-measuring) | ListOfApprovedRiskNSSMDevice
291 | General Hospital/Orthopedics | Elastic adhesive Bandage | It is intended to secure dressings and for strapping on intact skin. | Class A (non-sterile and non-measuring) | ListOfApprovedRiskNSSMDevice
292 | General Hospital/Orthopedics | Elasticated cohesive Bandage | It is intended to secure dressings and for strapping on intact skin. | Class A (non-sterile and non-measuring) | ListOfApprovedRiskNSSMDevice
293 | Physical Support | Elbow immobilizer | A non-rigid external device intended to temporarily render the elbow immovable to support healing of an injury or a surgical wound. | Class A (non-sterile and non-measuring) | ListOfApprovedRiskNSSMDevice
294 | Physical Support | Elbow orthosis | A wearable orthopaedic appliance intended to externally encompass the elbow joint to support, align, prevent, or correct deformities/injuries or to improve function of the elbow. | Class A (non-sterile and non-measuring) | ListOfApprovedRiskNSSMDevice
295 | Dental | Electric dental chair without operative unit | A mains electricity (AC-powered) device intended to support a patient in a seated position to facilitate dental examination, treatment, and/or minor surgery procedures. It does not include operative unit. | Class A (non-sterile and non-measuring) | ListOfApprovedRiskNSSMDevice
296 | General Hospital/Orthopedics | Electric linear actuator with/without control box | A device in its finished form, specifically designed and intended to control the movement of electric medical beds, operation tables, etc. | Class A (non-sterile and non-measuring) | ListOfApprovedRiskNSSMDevice
297 | Physical support | Electric stander | Intended to be used as standing frames for those with standing difficulties. | Class A (non-sterile and non-measuring) | ListOfApprovedRiskNSSMDevice
298 | Dental | Electric toothbrush | Intended to remove plaque, tartar, etc. from teeth and gums and aid in prevention of dental caries, etc. | Class A (non-sterile and non-measuring) | ListOfApprovedRiskNSSMDevice
299 | General Hospital/Orthopedics | Electrical-only medical device connection adaptor | This device connects incompatible plugs/sockets on related medical devices (e.g., video control centers, peripheral devices and controller) and/or cables and relates the control signals. | Class A (non-sterile and non-measuring) | ListOfApprovedRiskNSSMDevice
300 | General Hospital/Orthopedics | Electrical-only medical device connection cable, reusable | A non-patient-contact, electrical cord with a connector (plug) at both ends intended to transmit electrical power and/or signal (data) between medical devices (e.g., to connect a lead, electrical catheter, handpiece, or monitor to a parent device). It is not intended to connect directly to patient-worn electrodes (i.e., it is not a lead), is not intended to connect to the mains (i.e., not a mains power cable), does not generate any type of power and/or signal, and has no additional non-electrical conducting or processing functionality. This is a reusable device. | Class A (non-sterile and non-measuring) | ListOfApprovedRiskNSSMDevice
301 | General Hospital/Orthopedics | Electrode/transducer strap, reusable | A strip of material (e.g., fabric) intended to be used to hold electrodes and/or transducers (e.g., foetal monitoring transducers) in place on the body surface. This is a reusable device. | Class A (non-sterile and non-measuring) | ListOfApprovedRiskNSSMDevice
302 | Ophthalmology | Electronic occlusion spectacles | Intended to test and train vision for conditions where decreased visual acuity may be due to unequal vision in the eyes. | Class A (non-sterile and non-measuring) | ListOfApprovedRiskNSSMDevice
303 | Operation Theatre | Electrosurgical electrode holder | A device intended to be used to house active hand-controlled electrosurgical electrodes (pencil electrodes) when not in use during the surgical procedure. The electrosurgery electrodes are not included. | Class A (non-sterile and non-measuring) | ListOfApprovedRiskNSSMDevice
304 | ENT | Elevator, ear/nose/throat | A hand-held, manually-operated, surgical instrument intended to lift, position or pry anatomical structures or surgical material during ear/nose/throat (ENT) surgery. It does not have any additional intended uses. This is a reusable device. | Class A (non-sterile and non-measuring) | ListOfApprovedRiskNSSMDevice
305 | General Hospital/Orthopedics | Elevator, orthopaedic, periosteal/ Periosteal elevator, reusable | A hand-held manual surgical instrument intended to lift/separate (elevate) or tunnel under the periosteum during surgery, typically orthopaedic, including use on the ribs. It may in addition be used in dentistry to access retained roots, or to remove them with surrounding bone. This is a reusable device intended for transient use. | Class A (non-sterile and non-measuring) | ListOfApprovedRiskNSSMDevice
306 | General Hospital/Orthopedics | Elevator, orthopaedic/ Bone lever/elevator, reusable | A manual surgical instrument intended to lift, position, or pry up (elevate) bone, other anatomical structures, or surgical material/devices during an orthopaedic intervention. This is a reusable device intended for transient use. | Class A (non-sterile and non-measuring) | ListOfApprovedRiskNSSMDevice
307 | Obstetrical and Gynecological | Elevator, uterine | A hand held surgical instrument that is intended to be inserted into the uterus to manually lift and manipulate this structure during gynecological surgery. This is a reusable device. | Class A (non-sterile and non-measuring) | ListOfApprovedRiskNSSMDevice
308 | General Hospital/Orthopedics | Emesis bag | A disposable device intended to collect and contain a patients vomit and eliminate exposure to vomit until it is convenient to dispose of the bag and its contents. Intended for hospital use. | Class A (non-sterile and non-measuring) | ListOfApprovedRiskNSSMDevice
309 | ENT | Endaural wax extraction curette | A hand-held, manual, non-surgical device intended to scrape within the ear canal primarily for the extraction of ear wax during an ear/nose/throat (ENT) procedure it is not intended for surgical scraping or manipulation of tissues. | Class A (non-sterile and non-measuring) | ListOfApprovedRiskNSSMDevice
310 | Dental | Endodontic plugger, reusable | A hand-held, manually-operated, dental instrument specifically intended to compress filling materials in a root canal, mainly in an axial direction. This is a reusable device. | Class A (non-sterile and non-measuring) | ListOfApprovedRiskNSSMDevice
311 | Gastroenterology | Endoscope calibration cover, reusable | A plastic cap/cover intended to be placed onto the distal end of an endoscope (not included) to allow white balance and/or 3-D adjustment to be calibrated in the electronic control unit of the endoscope. This is a reusable device. | Class A (non-sterile and non-measuring) | ListOfApprovedRiskNSSMDevice
312 | Operation Theatre | Endoscope camera adaptor/coupler, reusable | An optical device intended to connect/couple a camera (moving- or still-image) to a non-video endoscope (rigid or flexible), especially when the devices are from different manufacturers.This is a reusable device. | Class A (non-sterile and non-measuring) | ListOfApprovedRiskNSSMDevice
313 | Operation Theatre | Endoscope camera, noninvasive | A non-invasive device intended to provide illumination, visualization and capture of still and motion pictures of surgical sites during diagnostic and operative arthroscopic and endoscopic procedures, without having a measuring function.This may include accessories such as camera holder, cable, charger, batteries. This does not include endoscope. | Class A (non-sterile and non-measuring) | ListOfApprovedRiskNSSMDevice
314 | Gastroenterology | Endoscope channel cleaning valve | An adapter or valve to be fitted to an endoscope for cleaning purposes. | Class A (non-sterile and non-measuring) | ListOfApprovedRiskNSSMDevice
315 | Gastroenterology | Endoscope cleaning brush | A device intended to remove dirt or debris from the working channel (s) and irregular surface of the endoscope prior to disinfection and sterilization. | Class A (non-sterile and non-measuring) | ListOfApprovedRiskNSSMDevice
316 | Gastroenterology | Endoscope collector | A device intended to collect the excreted endoscopic video capsule camera. | Class A (non-sterile and non-measuring) | ListOfApprovedRiskNSSMDevice
317 | Gastroenterology | Endoscope flushing adaptor | An adapter intended to be fitted to an endoscope air/water channel for flushing of the endoscope during post-procedural ‘precleaning’ step of endoscope reprocessing after endoscopic procedure. | Class A (non-sterile and non-measuring) | ListOfApprovedRiskNSSMDevice
318 | Gastroenterology | Endoscope leak tester tubing | Intended to deliver air or any other medium from a leak tester to the interior of an endoscope during a leak test. | Class A (non-sterile and non-measuring) | ListOfApprovedRiskNSSMDevice
319 | General Hospital/Orthopedics | Endoscope Storage Cabinet | Intended for storing (and drying) endoscopes after their disinfection and maintaning a microbe- free environment. This is not intended for disinfection or sterilization. This may be an accessory of a disinfector. | Class A (non-sterile and non-measuring) | ListOfApprovedRiskNSSMDevice
320 | Gastroenterology | Endoscope/instrument holder, noninvasive, manually-adjusted | A noninvasive, manually adjusted device intended to be used to hold, maintain in a desired position, and enable positional adjustment of an endoscope (e.g., laparoscope) and/or associated instruments/devices during an endoscopic examination/surgical procedure. | Class A (non-sterile and non-measuring) | ListOfApprovedRiskNSSMDevice
321 | Gastroenterology | Endoscopic biopsy valve, reusable | A non-sterile device intended to be fitted to an endoscope biopsy port to enable access for/exchange of endoscopic devices while maintaining insufflation and minimizing leakage of biomaterial during an endoscopic procedure. | Class A (non-sterile and non-measuring) | ListOfApprovedRiskNSSMDevice
322 | Gastroenterology | Endoscopic irrigation/aspiration foot- pedal | A manual, foot-operated device intended to be used in conjunction with an irrigation tubing set (not included) to facilitate delivery of sterile irrigation fluid by displacing a syringe plunger (not included). | Class A (non-sterile and non-measuring) | ListOfApprovedRiskNSSMDevice
323 | Gastroenterology | Endoscopic video image processor | A unit intended to receive receive and process electronic video image signals sent from the endoscope (not included). It is not intended to control the endoscope. This is not an image analysis tool. | Class A (non-sterile and non-measuring) | ListOfApprovedRiskNSSMDevice
324 | Anesthesiology | Endotracheal tube holder | A non-sterile device intended to provide a reliable stabilization of endotracheal tube (not included) after intubation. | Class A (non-sterile and non-measuring) | ListOfApprovedRiskNSSMDevice
325 | Anesthesiology | Endotracheal tube introducer, reusable | Intended to help with the insertion of an endotracheal (ET) tube (not included) into the airways of a patient during intubation. This is a reusable device. | Class A (non-sterile and non-measuring) | ListOfApprovedRiskNSSMDevice
326 | Gastroenterology | Enema bag | Intended to be used to hold an enema solution for administration into the rectum. | Class A (non-sterile and non-measuring) | ListOfApprovedRiskNSSMDevice
327 | Gastroenterology | Enema tip, reusable | A non-sterile device intended to be connected to an enema tube to facilitate delivery of an enema solution into the rectum. This is a reusable device. | Class A (non-sterile and non-measuring) | ListOfApprovedRiskNSSMDevice
328 | Gastroenterology | Enema tube, non-sterile | A non-sterile length of tubing that is used as a conduit between the enema bag and the enema tip for the delivery of the enema solution into the rectum. | Class A (non-sterile and non-measuring) | ListOfApprovedRiskNSSMDevice
329 | ENT | ENT chair, electric without operative unit | Intended to support a patient in a seated position, electrically control position in a way to facilitate ear, nose, throat examination, treatment, and/or minor surgery. This does not include any diagnostic or surgical instruments. | Class A (non-sterile and non-measuring) | ListOfApprovedRiskNSSMDevice
330 | ENT | ENT chair, mechanical without operative unit | Intended to support a patient in a seated position, mechanically control position in a way to facilitate ear, nose, throat examination, treatment, and/or minor surgery. This does not include any diagnostic or surgical instruments. | Class A (non-sterile and non-measuring) | ListOfApprovedRiskNSSMDevice
331 | ENT | ENT foreign body extraction forceps, reusable | A hand-held, manual, non-surgical device intended to be inserted into the nasal or ear canal to grip and extract a foreign body/debris (e.g., ear wax) during an ear/nose/throat (ENT) procedure it is not intended for surgical grasping or manipulation of tissues. This is a reusable device. | Class A (non-sterile and non-measuring) | ListOfApprovedRiskNSSMDevice
332 | ENT | ENT illuminating foreign body extraction set | A collection of devices which includes a foreign body extraction instrument (typically a curette or forceps), and an electrically-powered light source, and a magnifying lens intended to be inserted into the nasal or ear canal to grip and extract a foreign body/debris (e.g., ear wax) during an ear/nose/throat (ENT) procedure it is not intended for surgical grasping or manipulation of tissues. It is supplied non-sterile and is non- measuring. | Class A (non-sterile and non-measuring) | ListOfApprovedRiskNSSMDevice
333 | ENT | ENT illuminator | Intended to assist with examinations by illuminating regions of the eye mount or ear. It does not have a measuring function. | Class A (non-sterile and non-measuring) | ListOfApprovedRiskNSSMDevice
334 | ENT | ENT Nasal snare, reusable | A hand-held manual surgical instrument intended to be inserted into the naris for the removal of tissue, typically polyps, tumours, and other abnormal tissue from the nasal cavity during ear/nose/throat (ENT) surgery. This is a reusable device. This is not an active device. | Class A (non-sterile and non-measuring) | ListOfApprovedRiskNSSMDevice
335 | ENT | ENT speculum holder | A device intended to be used to secure an ear/nose/throat (ENT) speculum in a fixed position to enable a surgeon to remain hands- free during a surgical intervention. This is a reusable device. | Class A (non-sterile and non-measuring) | ListOfApprovedRiskNSSMDevice
336 | ENT | ENT surgical excavator, reusable | An ear, nose, and throat reusable manual surgical instrument intended for use or to assist in use in surgical procedures to examine the bronchus, esophagus, trachea, larynx, pharynx, nasal and paranasal sinus, or ear. This is a reusable device intended to be sterilized prior to use. | Class A (non-sterile and non-measuring) | ListOfApprovedRiskNSSMDevice
337 | ENT | ENT surgical microscope | Intended to magnify minute structures (e.g., nerves, vessels) in the performance of ear, nose, and/or throat (ENT) surgery requiring high magnification and adjustable focusing. | Class A (non-sterile and non-measuring) | ListOfApprovedRiskNSSMDevice
338 | ENT | ENT transilluminator | Intended to illuminate sinus tissue during an ear/nose/throat (ENT) procedure to render the tissue translucent for examination. | Class A (non-sterile and non-measuring) | ListOfApprovedRiskNSSMDevice
339 | Gastroenterology | Enteral feeding/decompression tube clearing stem | A non-sterile, sheath-covered device intended to be used to mechanically clear a clog in an in situ nasogastric, nasoenteral, gastrostomy and/or jejunostomy tube, used for feeding and/or decompression, to maintain luminal patency. | Class A (non-sterile and non-measuring) | ListOfApprovedRiskNSSMDevice
340 | Gastroenterology | Enteric stomal shield | A non-sterile cap intended to be placed over an enteric stoma to protect it from harmful external influences (e.g., knocks, friction). | Class A (non-sterile and non-measuring) | ListOfApprovedRiskNSSMDevice
341 | Pediatrics and Neonatology | Enuresis alarm/ Incontinence sensor | It is intended to provide an audible, visible and/or tactile signal to alert the patient or a caregiver when a small quantity of urine and/or faeces incontinently released is detected by a sensing mechanism (e.g., a sensor pad or detector). It does not have a measuring function. | Class A (non-sterile and non-measuring) | ListOfApprovedRiskNSSMDevice
342 | Pediatrics and Neonatology | Epileptic seizure alarm | Intended to alert or notify healthcare professional or next of kin when an epileptic patient (often pediatric) gets a seizure attack. | Class A (non-sterile and non-measuring) | ListOfApprovedRiskNSSMDevice
343 | Ophthalmology | Euthyscope | A hand-held device intended to project a bright light encompassing an arc of approximately 30 degrees on the fundus of the eye for the treatment of amblyopia. This is a non-measuring, reusable device. | Class A (non-sterile and non-measuring) | ListOfApprovedRiskNSSMDevice
344 | General Hospital/Orthopedics | Extension Plaster –width wise stretchable | A non-sterile device intended to secure dressings and for strapping on intact skin. | Class A (non-sterile and non-measuring) | ListOfApprovedRiskNSSMDevice
345 | Rehabilitation | External arm prosthesis socket | A device intended to fit over the terminal end of a residual upper limb and serves as an interface between the limb and an artificial replacement arm segment (external prosthesis). | Class A (non-sterile and non-measuring) | ListOfApprovedRiskNSSMDevice
346 | Rehabilitation | External arm prosthesis, pediatric, non-powered | External non-powered artificial hand or arm prosthesis for physically disabled pediatric patients. | Class A (non-sterile and non-measuring) | ListOfApprovedRiskNSSMDevice
347 | Rehabilitation | External asembled lower limb prosthesis | Intended for use as an preassembled external artificial limb for the lower extremity. | Class A (non-sterile and non-measuring) | ListOfApprovedRiskNSSMDevice
348 | Physical Support | External limb orthotic component | A device intended for use in conjunction with an orthosis (brace) to increase the function of the orthosis for a patients particular needs, e.g., stirrups, etc. | Class A (non-sterile and non-measuring) | ListOfApprovedRiskNSSMDevice
349 | Rehabilitation | External limb prosthesis socket liner | Intended for use as an interface that goes between a person's skin and his or her external prosthetic to protect the wearer's skin while enhancing comfort and maintaining a more consistent fit. | Class A (non-sterile and non-measuring) | ListOfApprovedRiskNSSMDevice
350 | Physical Support | External limb prosthetic component | A non-measuring, non-active device intended for medical purposes that, when put together with other appropriate components, constitutes a total prosthesis (non-active), e.g., socket components, suction valves, etc. | Class A (non-sterile and non-measuring) | ListOfApprovedRiskNSSMDevice
351 | Rehabilitation | External lower-limb prosthesis socket | A component of an external lower limb prosthesis intended to fit over a residual limb after amputation at any hip, knee, or ankle-foot level, and intended to function as the limb-prosthesis interface and to provide support, stabilization and suspension. | Class A (non-sterile and non-measuring) | ListOfApprovedRiskNSSMDevice
352 | ENT | External nasal splint | Intended for external use for immobilization of parts of the nose (nasal bone/cartilage) typically after a fracture or surgery. | Class A (non-sterile and non-measuring) | ListOfApprovedRiskNSSMDevice
353 | Rehabilitation | External silicone breast prosthesis | Intended to restore normal contour and improve function for patients who have experienced partial or total loss of their breast to traumatic injury, disease or due to surgical removal of the nose (rhinectomy). | Class A (non-sterile and non-measuring) | ListOfApprovedRiskNSSMDevice
354 | Dermatological and Plastic Surgery | Extractor, reusable | It is a hand-held instrument intended to aid in the removal of foreign objects from superficial skin tissue. This is a reusable device. | Class A (non-sterile and non-measuring) | ListOfApprovedRiskNSSMDevice
355 | Ophthalmology | Eye cup | A cup-shaped device, supplied non-sterile, intended to fit around the eye socket and placed over the eye to allow washing of the affected eye. | Class A (non-sterile and non-measuring) | ListOfApprovedRiskNSSMDevice
356 | Ophthalmology | Eye heat therapy mask, self- heating, single-use | A non-sterile, self-heating device intended for delivering moist heat to the eyes for relief in dry eyes syndrome, fatigue, soreness, meibomian gland function, etc. | Class A (non-sterile and non-measuring) | ListOfApprovedRiskNSSMDevice
357 | Ophthalmology | Eye irrigation shield | Intended for use with an eye irrigation kit/system to direct irrigation solution to the surface of the eye and allow the solution to gently lavage the surface of the eye. | Class A (non-sterile and non-measuring) | ListOfApprovedRiskNSSMDevice
358 | Ophthalmology | Eye pad, non sterile | Intended for use as a bandage over the eye for protection or absorption of secretions. | Class A (non-sterile and non-measuring) | ListOfApprovedRiskNSSMDevice
359 | Ophthalmology | Eye patch, non-sterile | A device with a synthetic origin used to close/cover one or both eyes, for the purpose of protecting the eye after a procedure or as part of an ophthalmic therapeutic intervention or as a occluder for vision or field testing. | Class A (non-sterile and non-measuring) | ListOfApprovedRiskNSSMDevice
360 | Ophthalmology | Eyelid clamp, reusable | A hand-held manual surgical instrument intended to atraumatically grasp and hold the eyelid during an ophthalmic surgical intervention. This is a reusable device. | Class A (non-sterile and non-measuring) | ListOfApprovedRiskNSSMDevice
361 | Ophthalmology | Eyelid speculum, reusable | A self-retaining, ophthalmic surgical instrument intended to be used to retract the eyelids during an opthalmologic examination or procedure. This is a reusable device. | Class A (non-sterile and non-measuring) | ListOfApprovedRiskNSSMDevice
362 | Ophthalmology | Eyelid weight, external | Intended to be applied to the outside of the upper eyelid to lidload the eyelid to restore upper eyelid muscle function. This device can be used for: 1) the treatment of temporary facial paralysis caused by Bells palsy, trauma, or a stroke or 2) to determine the appropriate size of implantable eyelid weights prior to surgery. | Class A (non-sterile and non-measuring) | ListOfApprovedRiskNSSMDevice
363 | Personal Protective Equipment | Face shield | Intended to protect a health care professional's entire face (or part of it) from chemical splashes, particulates, potentially infectious materials, etc. (in medical and laboratory environments). | Class A (non-sterile and non-measuring) | ListOfApprovedRiskNSSMDevice
364 | Obstetrical and Gynecological | Feeding nipple | Intended for use as a feeding nipple for infants with oral or facial abnormalities. | Class A (non-sterile and non-measuring) | ListOfApprovedRiskNSSMDevice
365 | Ophthalmology | Felt tangent screen | Intended for assessing the extent of the patients peripheral visual field by mapping the visual response to a test object moved from the periphery towards the centre of the screen. | Class A (non-sterile and non-measuring) | ListOfApprovedRiskNSSMDevice
366 | Urology | Female wearable urinal, reusable | A non-sterile, external urine drainage device intended for women specially formed to securely fit around the female genitals for urinary incontinence management by providing a route to channel urine, via a tube, into a collection bag. | Class A (non-sterile and non-measuring) | ListOfApprovedRiskNSSMDevice
367 | General Hospital/Orthopedics | Fiber cast bandage | Intended to be used as a medical dressing to support and protect bones that have been broken or joints that need stabilization. | Class A (non-sterile and non-measuring) | ListOfApprovedRiskNSSMDevice
368 | Operation Theatre | Fibreoptic general-purpose ophthalmic hook, reusable | A hand-held, manual surgical instrument inserted into the eye during surgical intervention to manipulate anatomical structures or foreign bodies within the eye and simultaneously conduct a field of cold light to illuminate the surgical site. This is a reusable device intended for transient use. | Class A (non-sterile and non-measuring) | ListOfApprovedRiskNSSMDevice
369 | Obstetrical and Gynecological | Fibreoptic vaginal speculum | A hand-held manual instrument intended to dilate and illuminate the vagina after insertion, typically for visual examination of the vaginal canal and cervix and/or to perform a gynaecological procedure. It does not have any additional features/intended purposes and cannot connect to high-risk active devices. This is a reusable device. | Class A (non-sterile and non-measuring) | ListOfApprovedRiskNSSMDevice
370 | Respiratory | Filter adapter (Spirometry accessory) | Intended to connect a filter with different spirometers. | Class A (non-sterile and non-measuring) | ListOfApprovedRiskNSSMDevice
371 | Dental | Filter for dental suction equipment | Intended to be fitted in the suction line of a dental suction system (e.g., in the saliva ejector valve) to trap debris [e.g., amalgam, bone particles, dentin/enamel particles] and stop them from entering the mains drainage system during a dental procedure. This is not an autologous bone collector. This is a reusable device | Class A (non-sterile and non-measuring) | ListOfApprovedRiskNSSMDevice
372 | Obstetrical and Gynecological | Filter for gas central supply system | Intended to remove particulates and volatile organic compounds (VOCs) from the gas flowing into incubators used in IVF procedures. | Class A (non-sterile and non-measuring) | ListOfApprovedRiskNSSMDevice
373 | General Hospital/Orthopedics | Finger and toe bandage | Intended to be worn over/around the limb (arm/leg) and/or finger of a patient affected by a skin condition/disorder (e.g., eczema, wound, fragile skin) to protect the skin typically after treatment with a medication (e.g., ointment, cream), and/or to support a dressing over a wound/injury. | Class A (non-sterile and non-measuring) | ListOfApprovedRiskNSSMDevice
374 | Physical support | Finger Cot/brace | Intended to support, align, prevent or correct deformities/injuries or to improve function of finger. | Class A (non-sterile and non-measuring) | ListOfApprovedRiskNSSMDevice
375 | General Hospital/Orthopedics | Finger protector, non-sterile | A glove-like device intended to be worn on the finger(s) to protect fingers during insertion of devices such as suppositories (not included) through the body orifice(s). This is not intended for surgical purposes. | Class A (non-sterile and non-measuring) | ListOfApprovedRiskNSSMDevice
376 | Rehabilitation | Finger/hand exerciser | Intended primarily to strengthen the muscles of the fingers and hands through repetitive finger/hand motion against resistance from elasticity or density (post fracture/stress/weak forearm and grip strength). | Class A (non-sterile and non-measuring) | ListOfApprovedRiskNSSMDevice
377 | Rehabilitation | Finger/thumb prosthesis | Intended as an artificial substitute for a missing finger or thumb. | Class A (non-sterile and non-measuring) | ListOfApprovedRiskNSSMDevice
378 | Operation Theatre | Fistula hook, reusable | A hand held, manual surgical instrument intended for hooking into or around a fistula during a surgical intervention. It is a reusable device intended for transient use. | Class A (non-sterile and non-measuring) | ListOfApprovedRiskNSSMDevice
379 | Operation Theatre | Fistula probe, reusable | A hand-held manual surgical instrument intended for use in abnormal body passages or communications (fistulas), usually between two internal organs, or leading from an internal organ to an external cavity or to the surface of the body. It is mostly used to explore and/or dilate strictures inside a fistula and not intended for probing heart valves. This is a reusable device. | Class A (non-sterile and non-measuring) | ListOfApprovedRiskNSSMDevice
380 | Gastroenterology | Flatus tube, reusable | A tube intended to be inserted through the anus to remove flatus and relieve distension in the rectum. This is a reusable device. | Class A (non-sterile and non-measuring) | ListOfApprovedRiskNSSMDevice
381 | Rehabilitation | Flex bar | Intended to increase tendon strength and reduce elbow pain for those who suffer from tennis and golfer's elbow. | Class A (non-sterile and non-measuring) | ListOfApprovedRiskNSSMDevice
382 | Operation Theatre | Flieringa ophthalmic ring | A circular band, sutured to the sclera to prevent collapse of the globe during difficult intraocular operations. This is a reusable device intended for transient use. | Class A (non-sterile and non-measuring) | ListOfApprovedRiskNSSMDevice
383 | Pediatrics and Neonatology | Flotation therapy bed, neonatal | A non-powered, fixed (non-adjustable) device intended to be used for the continuous care of newborns, and sick and/or premature babies. | Class A (non-sterile and non-measuring) | ListOfApprovedRiskNSSMDevice
384 | General Hospital/Orthopedics | Fluid delivery mount, general-purpose | The device is intended to hold the fluid bags when gravity irrigation is needed for scope surgery. | Class A (non-sterile and non-measuring) | ListOfApprovedRiskNSSMDevice
385 | General Hospital/Orthopedics | Fluted surgical drill bit, reusable | A shaft of metal intended to be rotated to bore into bone to create a hole of the same dimension as the diameter of the shaft. This is a reusable, non-measuring device intended for transient use. | Class A (non-sterile and non-measuring) | ListOfApprovedRiskNSSMDevice
386 | Rehabilitation | Foot traction kit | It is used in relieving pain due to muscle spasm, maintaining the limb in a position of comfort and to restore and maintain the alignment of bone due to fracture or dislocation. | Class A (non-sterile and non-measuring) | ListOfApprovedRiskNSSMDevice
387 | General Hospital/Orthopedics | Footstool, conductive | A conductive low stool for standing on to compensate for height differences. It is intended to be used in health care settings, e.g. examination rooms or operating theatres, etc.. | Class A (non-sterile and non-measuring) | ListOfApprovedRiskNSSMDevice
388 | General Hospital/Orthopedics | Forceps jar | A cylindrical vessel intended for holding various types of forceps prior to and during a surgical intervention or an examination in an operating room (OR) or examination room. This is a reusable device. | Class A (non-sterile and non-measuring) | ListOfApprovedRiskNSSMDevice
389 | Operation Theatre | Forceps, biopsy/Open- surgery biopsy forceps, reusable | A hand-held manual surgical instrument intended to obtain soft-tissue biopsy specimens from an open surgical wound or from within/near a large natural orifice (e.g., vagina, rectum) for histopathological examination it is not intended for endoscopic or catheterized access. | Class A (non-sterile and non-measuring) | ListOfApprovedRiskNSSMDevice
390 | Orthopedics | Forceps, bone, reusable | A hand-held manual surgical instrument intended to grasp, manipulate, cut or crush bone. This is a transient use, reusable device intended to be sterilized prior to use. | Class A (non-sterile and non-measuring) | ListOfApprovedRiskNSSMDevice
391 | Dental | Forceps, dental, reusable | A reusable hand-held dental instrument used in the mouth for gripping applications. | Class A (non-sterile and non-measuring) | ListOfApprovedRiskNSSMDevice
392 | Operation Theatre | Forceps, dissecting, tweezers/scissors-like, reusable | A hand-held, manual surgical instrument intended to facilitate grasping, manipulation, compression or joining of tissue during dissection and/or autopsy. This is a transient-use, reusable device intended to be sterilized prior to use. | Class A (non-sterile and non-measuring) | ListOfApprovedRiskNSSMDevice
393 | Operation Theatre | Forceps, dressing | A hand-held manual instrument intended primarily for non-dedicated grasping of devices, sponges and/or dressings during a procedure it is neither intended for tissue manipulation nor endoscopic use. This is a reusable device intended to be sterilized prior to use. | Class A (non-sterile and non-measuring) | ListOfApprovedRiskNSSMDevice
394 | ENT | Forceps, ear/nose/throat/ENT forceps, reusable | A general-purpose ear/nose/throat (ENT) manual surgical instrument intended to facilitate the grasping, holding, or manipulation of anatomical structures (e.g., trachea, ear) or devices (e.g., cochlear implant electrode array) during ENT procedures. This is a transient-use, reusable device intended to be sterilized prior to use. | Class A (non-sterile and non-measuring) | ListOfApprovedRiskNSSMDevice
395 | Gastroenterology | Forceps, gallbladder, reusable | A hand-held, manual surgical instrument intended to atraumatically grasp or manipulate the gallbladder. This is a reusable device intended for transient use. | Class A (non-sterile and non-measuring) | ListOfApprovedRiskNSSMDevice
396 | General Hospital/Orthopedics | Forceps, general-purpose | A hand-held manual surgical instrument intended for general-purpose grasping/picking up of other devices/objects typically with the intention of maintaining a sterile condition or avoiding direct hand contact because of unhygienic/unfavourable conditions. This is a reusable device. | Class A (non-sterile and non-measuring) | ListOfApprovedRiskNSSMDevice
397 | Obstetrical and Gynecological | Forceps, gynaecological/Gynaecologic al grasping forceps, reusable | A hand-held manual surgical instrument intended to be used for the general grasping, pulling, or compression of internal structures during a gynaecological surgical intervention they are not intended for laparoscopic use. This is a transient- use, reusable device intended to be sterilized prior to use. | Class A (non-sterile and non-measuring) | ListOfApprovedRiskNSSMDevice
398 | Cardiovascular | Forceps, haemostatic, reusable | A hand-held manual surgical instrument intended to constrict blood vessels during surgery to prevent bleeding for transient period of time. This is a transient-use, reusable device. | Class A (non-sterile and non-measuring) | ListOfApprovedRiskNSSMDevice
399 | Gastroenterology | Forceps, intestinal, reusable | A hand-held manual surgical instrument intended for the atraumatic holding/grasping and/or compression of intestinal structures, tissues, and some organs during a surgical procedure. This is a reusable device intended for transient use. | Class A (non-sterile and non-measuring) | ListOfApprovedRiskNSSMDevice
400 | Urology | Forceps, kidney, reusable | A manual, scissors-like surgical instrument intended to grasp, manipulate or support the kidney. This is a reusable device intended for sterilization prior to use. | Class A (non-sterile and non-measuring) | ListOfApprovedRiskNSSMDevice
401 | Obstetrical and Gynecological | Forceps, obstetric, general- purpose, reusable | A scissors-like obstetrical instrument intended specifically to assist the birth of the foetus during difficult vaginal births. This is a reusable device. | Class A (non-sterile and non-measuring) | ListOfApprovedRiskNSSMDevice
402 | General Hospital/Orthopedics | Forceps, sterilizer transfer | A hand-held, scissors-like, manual surgical instrument intended to grasp and handle sterile instruments, packages, or implants, especially directly from a sterilizer. This is a reusable device. | Class A (non-sterile and non-measuring) | ListOfApprovedRiskNSSMDevice
403 | Nephrology and renal care | Forceps, stone removal/Open-surgery stone-retrieval forceps, reusable | A hand-held manual surgical instrument intended to grasp and/or manipulate a calculus (i.e., a kidney or gallbladder stone) during an open surgical procedure additional intended uses may include soft-tissue manipulation (e.g., polyp removal). This is a transient-use, reusable device intended to be sterilized prior to use. it is not intended for laparoscopic/endoscopic use. | Class A (non-sterile and non-measuring) | ListOfApprovedRiskNSSMDevice
404 | Dental | Forceps, Tooth extraction, reusable | A hand-held manual dental surgical instrument intended for the extraction of teeth. This is a reusable device. | Class A (non-sterile and non-measuring) | ListOfApprovedRiskNSSMDevice
405 | General Hospital/Orthopedics | Forceps, wire/Wire holding/twisting forceps, reusable | A manual surgical instrument intended to grip, tighten and/or twist wires that are being applied to the patient during a surgical intervention. This is a reusable device. | Class A (non-sterile and non-measuring) | ListOfApprovedRiskNSSMDevice
406 | Ophthalmology | Fornixscope | A manually-operated ophthalmic device intended to provide indirect access and viewing of the upper conjunctival fornix and inner surface of the eyelid as an alternative to eyelid eversion. | Class A (non-sterile and non-measuring) | ListOfApprovedRiskNSSMDevice
407 | Physical Support | Freestanding patient lifting system, electric | A non-powered, non-mobile assembly of devices designed to enable one person to lift and move an incapacitated patient or a person with a disability safely and with minimal physical effort within an area limited by the lifting radius of the system. Repositioning of the assembly may be achieved by lifting it to a new position/location. | Class A (non-sterile and non-measuring) | ListOfApprovedRiskNSSMDevice
408 | Physical Support | Freestanding patient lifting system, manual | A non-powered, stationary assembly of devices designed to enable one person to lift and move an incapacitated patient or a person with a disability safely and with minimal physical effort within an area limited by the lifting radius of the system. Repositioning of the assembly may be achieved by lifting it to a new position/location. | Class A (non-sterile and non-measuring) | ListOfApprovedRiskNSSMDevice
409 | Ophthalmology | Fresnel lens | Intended to be applied to the back of spectacle lenses to focus light to a focal point to help manage various vision conditions. | Class A (non-sterile and non-measuring) | ListOfApprovedRiskNSSMDevice
410 | Ophthalmology | Fresnel prism | Intended to be applied to spectacle lenses to give a prismatic effect typically to manage strabismus or other eye muscle dysfunction. | Class A (non-sterile and non-measuring) | ListOfApprovedRiskNSSMDevice
411 | Ophthalmology | Fundus camera | It is intended to capture and document digital images of the posterior and anterior segments of the human eye. | Class A (non-sterile and non-measuring) | ListOfApprovedRiskNSSMDevice
412 | Ophthalmology | Fundus camera, pediatric | Intended to capture digital color images of the retina of infants having less than 55 weeks of Post Menstrual Age (PMA), while their eyes are dilated using mydriatic drops under clinical control. | Class A (non-sterile and non-measuring) | ListOfApprovedRiskNSSMDevice
413 | Rehabilitation | Gait rehabilitation electronic walker | It is intended to assist a patient with a walking disability (neurogenic, muscular, or orthopaedic in origin) to regain lost motor function, which may include rising from sitting to standing and/or ambulation over ground (not on a treadmill). It is intended to be used in a clinical setting under healthcare professional supervision. This does not have a measuring function (e.g., vital monitoring, distance measurement, etc.). | Class A (non-sterile and non-measuring) | ListOfApprovedRiskNSSMDevice
414 | Rehabilitation | Gait Trainer, non-powered | A non-powered device intended to assist and train a person with physical disabilities to relearn/improve walking. | Class A (non-sterile and non-measuring) | ListOfApprovedRiskNSSMDevice
415 | General Hospital/Orthopedics | Gas cylinder trolley | A dedicated cart designed to hold and secure one or more medical gas cylinders of compressed gas (not included) but may be used for other types of gases, both during transport and static placement. Intended for hospital use. | Class A (non-sterile and non-measuring) | ListOfApprovedRiskNSSMDevice
416 | Anesthesiology | Gas sampling line filter, reusable | A screening device intended to be installed in a reusable gas sampling line or gas measuring instrument (not included) to remove moisture, from the gas, to help minimize damage to the measuring instrument from gas condensation. It does not have a measuring function. | Class A (non-sterile and non-measuring) | ListOfApprovedRiskNSSMDevice
417 | Gastroenterology | Gastric pH strip | Intended to be used to indicate the pH level of human gastric aspirate. | Class A (non-sterile and non-measuring) | ListOfApprovedRiskNSSMDevice
418 | Gastroenterology | Gastrointestinal ostomy tube pocket | A non-sterile, noninvasive pouch intended to be wrapped around the protruding end of a gastrointestinal ostomy tube (e.g., gastrostomy or jejunostomy tube) to hold and support it in order to ensure its stabilization on the patient. | Class A (non-sterile and non-measuring) | ListOfApprovedRiskNSSMDevice
419 | Neurological | Gel base for metallic neuro head frame | It is used for providing support patients head in a suitable and stable position (e.g., supine, lateral, or prone) during intracranial and spinal surgeries. | Class A (non-sterile and non-measuring) | ListOfApprovedRiskNSSMDevice
420 | Rehabilitation | Gel knee ring | Intended to be worn around the knee for pain relief and immobilization. | Class A (non-sterile and non-measuring) | ListOfApprovedRiskNSSMDevice
421 | Physical Support | Gel-filled bed mattress | Intended to be placed on a bed mattress support platform to provide a comfortable surface on which an occupant can lie, rest, and sleep, and intended to distribute body weight over a large surface area typically to help relieve pressure points for comfort and improve blood circulation to prevent pressure sores. This is a non-active device. | Class A (non-sterile and non-measuring) | ListOfApprovedRiskNSSMDevice
422 | Physical Support | Gel-filled bed mattress overlay | Intended to be placed on top of a bed mattress to distribute an occupant's body weight over a large surface area, typically to relieve pressure points for comfort and to prevent pressure sores. | Class A (non-sterile and non-measuring) | ListOfApprovedRiskNSSMDevice
423 | Physical Support | Gel-filled chair cushion | A gel-filled pad intended to be placed on the seat of a chair to distribute an occupant's body weight over the surface of the buttocks, typically to relieve pressure points for comfort and to prevent pressure sores. | Class A (non-sterile and non-measuring) | ListOfApprovedRiskNSSMDevice
424 | General Hospital/Orthopedics | General external orthopaedic fixation kit, reusable | A collection of non-sterile, non-measuring, manual surgical instruments intended to be used for the placement of an external orthopaedic fixation system into or onto all types of bones (e.g., bones of limbs, spine, pelvis, or craniomaxillofacial). It includes include instruments, such as retractors, rods, clamps, drills, saws, screwdrivers, guides, impactors, intended to be used for the implantation of any type of external orthopaedic fixation system (i.e., non-dedicated) it does not include any implantable devices. The surgically invasive components of this kit are intended for transient use only. | Class A (non-sterile and non-measuring) | ListOfApprovedRiskNSSMDevice
425 | General Hospital/Orthopedics | General internal orthopaedic fixation system implantation kit, reusable, non-measuring | A non-dedicated collection of hand-held, manual, non-measuring instruments and devices intended to be used for the placement of an internal orthopaedic fixation system into or onto all types of bones (e.g., bones of limbs, spine, pelvis, or craniomaxillofacial).It includes reusable devices for transient use [retractors, rods, clamps, drills, guides, saws, screwdrivers, impactors, etc.] the implant(s) is not included. This is a reusable device. | Class A (non-sterile and non-measuring) | ListOfApprovedRiskNSSMDevice
426 | Anesthesiology | General-gas low pressure tubing, reusable | Intended to deliver nitrogen or instrument air to the console from the wall in the hospital. This does not include measuring devices. | Class A (non-sterile and non-measuring) | ListOfApprovedRiskNSSMDevice
427 | Operation Theatre | General-purpose curette, reusable | A hand-held manual surgical instrument intended for scraping and/or excising tissue from a wide variety of anatomical sites, and may include non- dermal application (i.e., non-dedicated). Not intended for direct contact with the central circulatory or the central nervous system. This is a reusable device intended to be sterilized prior to use. | Class A (non-sterile and non-measuring) | ListOfApprovedRiskNSSMDevice
428 | Interventional and Radiology | General-purpose diagnostic x-ray phantom, anthropomorphic | A device intended to be used as a tissue- equivalnent model and mimic the functional, physical, or a combination of these characteristics of a normal or diseased human organ or organ systems. | Class A (non-sterile and non-measuring) | ListOfApprovedRiskNSSMDevice
429 | Interventional and Radiology | General-purpose diagnostic X-ray phantom, test object | Intended to provide for routine and periodic verification of the energy, hardness and intensity of an X-ray beam. | Class A (non-sterile and non-measuring) | ListOfApprovedRiskNSSMDevice
430 | Operation Theatre | General-purpose manually- operated operation table | A mobile, manually-operated hydraulic table intended to be adjusted to support a patient during many types of surgical interventions. | Class A (non-sterile and non-measuring) | ListOfApprovedRiskNSSMDevice
431 | Physical Support | General-purpose patient lifting system sling/harness | A general-purpose lifting device used together with a patient lifting system to provide a support for an incapacitated patient or a person with a disability that is being lifted in a sitting position with their body (back, arms, buttocks and upper legs) held within the sling for transfer and (re)positioning. This is a reusable device. | Class A (non-sterile and non-measuring) | ListOfApprovedRiskNSSMDevice
432 | Operation Theatre | General-purpose surgical spatula, reusable | A hand-held manual surgical instrument intended to manipulate tissue during various types of surgical interventions. This is a reusable device intended for transient use. | Class A (non-sterile and non-measuring) | ListOfApprovedRiskNSSMDevice
433 | General Hospital/Orthopedics | General-purpose diagnosis/treatment table | Intended for use in general diagnosis and procedures in examination room to aid patient examination. | Class A (non-sterile and non-measuring) | ListOfApprovedRiskNSSMDevice
434 | Dental | Gingival barrier (non- medicated) | Intended for protection of gingival area during tooth bleaching process. | Class A (non-sterile and non-measuring) | ListOfApprovedRiskNSSMDevice
435 | Radiotherapy | Gonadal radiation protector | Intended to attenuate unnecessary radiation exposure in diagnostic, medical or dental procedures, and shield the gonad of the patient and the operator. | Class A (non-sterile and non-measuring) | ListOfApprovedRiskNSSMDevice
436 | Ophthalmology | Gonio lens/ Gonioscope | A hand-held device intended for viewing the anterior chamber angle and retina. | Class A (non-sterile and non-measuring) | ListOfApprovedRiskNSSMDevice
437 | Gastroenterology | Gravity enema set, non- sterile | A set of non-sterile device intended to deliver an injection of fluid (e.g., saline solution) into the rectum to facilitate evacuation of the large intestine. | Class A (non-sterile and non-measuring) | ListOfApprovedRiskNSSMDevice
438 | Rehabilitation | Grip-enhancing exoskeleton | Intended to improve grip strength and hand function for people (from children to elderly people) with impaired hand function. The condition may be (but is not limited to) due to orthopaedic or neurological problems, from birth or acquired. This does not have a measuring function. | Class A (non-sterile and non-measuring) | ListOfApprovedRiskNSSMDevice
439 | Obstetrical and Gynecological | Gynaecological bib | Intended to be worn by the patient during gynecological examinations and procedures. | Class A (non-sterile and non-measuring) | ListOfApprovedRiskNSSMDevice
440 | Obstetrical and Gynecological | Gynaecological biopsy forceps, reusable | A hand-held manual surgical instrument intended to obtain biopsy specimens from gynaecological tumours or other gynaecological tissues for histopathological examination. This is a reusable device. It is not intended to be connected to an active device. | Class A (non-sterile and non-measuring) | ListOfApprovedRiskNSSMDevice
441 | Obstetrical and Gynecological | Gynaecological operating table top | Intended to support a patient during gynaecological surgical procedures. | Class A (non-sterile and non-measuring) | ListOfApprovedRiskNSSMDevice
442 | Obstetrical and Gynecological | Gynaecological operating table, electrohydraulic or electromechanical or hydraulic | Intended to support a patient during gynaecological surgical procedures. | Class A (non-sterile and non-measuring) | ListOfApprovedRiskNSSMDevice
443 | Obstetrical and Gynecological | Gynaecological polypectomy forceps | A hand-held manual surgical instrument intended for the transvaginal removal of polyps from the vagina and uterus. This is a reusable device. This is not intended to be connected to an active device and intended for transient use. | Class A (non-sterile and non-measuring) | ListOfApprovedRiskNSSMDevice
444 | Obstetrical and Gynecological | Gynaecological surgical microscope | Intended to improve visualization of anatomical structures via transmitted light during gynaecological surgery (e.g., on the fallopian tubes). | Class A (non-sterile and non-measuring) | ListOfApprovedRiskNSSMDevice
445 | Obstetrical and Gynecological | Gynaecological examination/treatment table | Intended to support a woman's body in the appropriate positions during gynaecological examinations. | Class A (non-sterile and non-measuring) | ListOfApprovedRiskNSSMDevice
446 | Obstetrical and Gynecological | Gynecological couch (examination table) | To support a woman's body in the appropriate positions during gynaecological examinations. | Class A (non-sterile and non-measuring) | ListOfApprovedRiskNSSMDevice
447 | Nephrology and renal care | Haemodialysis chair, electrically powered/Manual | Intended to support the patient in a seated or reclined posture during haemodialysis procedures. | Class A (non-sterile and non-measuring) | ListOfApprovedRiskNSSMDevice
448 | Ophthalmology | Haidinger brush imager | Intended to produce an image which facilitates visual function evaluation, particularly the macular integrity. | Class A (non-sterile and non-measuring) | ListOfApprovedRiskNSSMDevice
449 | Physical support | Hallux valgus metatarsophalangeal orthosis | A prefabricated (non-customized) non-rigid, home-use device intended to be worn on the foot to help prevent and/or reduce hallux valgus deformity, thereby reducing walking pain and bunion formation. | Class A (non-sterile and non-measuring) | ListOfApprovedRiskNSSMDevice
450 | Rehabilitation | Hand exerciser table | This modality exerciser is intended for rehabilitation of the hands, fingers, and wrist disorders injuries and fractures. | Class A (non-sterile and non-measuring) | ListOfApprovedRiskNSSMDevice
451 | Rehabilitation | Hand/finger splint | Intended to immobilize an injured hand to protect from injuries to the digits, metacarpals, and wrist during the healing process. | Class A (non-sterile and non-measuring) | ListOfApprovedRiskNSSMDevice
452 | Rehabilitation | Hand-carried stretcher | Intended to carry patient as an assistance for injury or disability. | Class A (non-sterile and non-measuring) | ListOfApprovedRiskNSSMDevice
453 | Anesthesiology | Handgrip cover for laryngoscope | Intended to be placed over a reusable laryngoscope device during intubation to create a barrier in order to reduce the cleaning time and turnaround time of the laryngoscope blade for reuse. | Class A (non-sterile and non-measuring) | ListOfApprovedRiskNSSMDevice
454 | Operation Theatre | Handgrip cover for surgical light | Intended to provide physical barrier on a handgrip to prevent cross-contamination between the operating room surgical lights (non-sterile) and the operating room personnel. | Class A (non-sterile and non-measuring) | ListOfApprovedRiskNSSMDevice
455 | General Hospital/Orthopedics | Handgrip cover for vein illumination device | The cover is intended to isolate vein illumination devices and simplify cleaning after use. | Class A (non-sterile and non-measuring) | ListOfApprovedRiskNSSMDevice
456 | Dental | Hand-held dental retractor, reusable | A hand-held, non-self-retaining dental instrument intended to be used to manually displace soft tissues of the oral cavity to improve their visualization and access, and to afford them protection during oral surgical procedures. This is a reusable device. | Class A (non-sterile and non-measuring) | ListOfApprovedRiskNSSMDevice
457 | Operation Theatre | Hand-held surgical retractor, reusable | A hand-held, non-self-retaining surgical instrument intended to be used to separate/draw aside the margins of a wound/incision to allow access to tissues/organs during open surgery. This is a reusable device intended to be sterilized prior to use. It is intended for transient use. | Class A (non-sterile and non-measuring) | ListOfApprovedRiskNSSMDevice
458 | Ophthalmology | Hand-held telescope | Intended to enlarge images for a visually impaired patient/person. | Class A (non-sterile and non-measuring) | ListOfApprovedRiskNSSMDevice
459 | Urology | Hand-held urinal, female, reusable | Intended as a container/set to be directly urinated into by a female (typically bed-bound) patient for excretory purposes. This is a reusable device. | Class A (non-sterile and non-measuring) | ListOfApprovedRiskNSSMDevice
460 | Urology | Hand-held urinal, male, reusable | Intended as a container to be directly urinated into by a male (typically bed-bound) patient for excretory purposes. | Class A (non-sterile and non-measuring) | ListOfApprovedRiskNSSMDevice
461 | Neurological | Head marking cap | A non-sterile head covering intended to be worn on the head of a patient to allow a healthcare professional to mark specific reference points on the head during a procedure [e.g., transcranial magnetic stimulation (TMS)] as an alternative to marking the scalp directly or to avoid cutting the patient’s hair. | Class A (non-sterile and non-measuring) | ListOfApprovedRiskNSSMDevice
462 | Ophthalmology | Head reflector | A head-worn device intended to reflect light to a site of examination/minor intervention (e.g., the nose, throat, or body surface) on a patient. | Class A (non-sterile and non-measuring) | ListOfApprovedRiskNSSMDevice
463 | Operation Theatre | Head Rest/Ring | Intended to position and protect a patients head, face and neck during prolonged surgeries. | Class A (non-sterile and non-measuring) | ListOfApprovedRiskNSSMDevice
464 | Rehabilitation | Heal cushion/Spur pad/cup | Intended to be worn on the heel to relieve heel pain, plantar fascitis, foot pain, pain during walking, calcaneal spur, sprain and strain of the foot, ankle, feet and knee pain, etc. | Class A (non-sterile and non-measuring) | ListOfApprovedRiskNSSMDevice
465 | Pain management | Heat therapy gel | A non-sterile gelatinous compound in a container that is intended to be applied to the body surface to provide a warming effect for underlying tissues. It is intended to reduce/relieve pain, muscle tension, and to increase local circulation.(Not intended for direct contact with tissue). | Class A (non-sterile and non-measuring) | ListOfApprovedRiskNSSMDevice
466 | General Hospital/Orthopedics | Heat-sealing device | A device intended for medical purposes that uses heat to seal plastic bags containing blood or blood components. | Class A (non-sterile and non-measuring) | ListOfApprovedRiskNSSMDevice
467 | Obstetrical and Gynecological | Heel stirrup | Intended to position and support the patient’s foot, lower leg and upper leg in a variety of surgical procedures including, but not limited to gynecology, urology, laparoscopy, general and robotic surgery. | Class A (non-sterile and non-measuring) | ListOfApprovedRiskNSSMDevice
468 | Operation Theatre | Hip pad positioning device | It is used to support the patient hip during prolonged surgeries. | Class A (non-sterile and non-measuring) | ListOfApprovedRiskNSSMDevice
469 | General Hospital/Orthopedics | Hip prosthesis socket pusher | A hand-held manual surgical instrument intended to hold an acetabular cup or shell at the distal end. It may be used to force the acetabular component of a total hip prosthesis into the proper position in the acetabular vault of the pelvis. This is a reusable device. | Class A (non-sterile and non-measuring) | ListOfApprovedRiskNSSMDevice
470 | Physical Support | Hip protector (Belt) | Intended to be worn by older adults or patients who have balance/vision problems, bone conditions, or at risk of falling to prevent hip injuries and fractures. | Class A (non-sterile and non-measuring) | ListOfApprovedRiskNSSMDevice
471 | Physical Support | Hip shield | A mechanical guard worn over the hip to reduce risk of injury in the case of a fall. | Class A (non-sterile and non-measuring) | ListOfApprovedRiskNSSMDevice
472 | Dental | Hoof knife | A non-powered device intended to cut the hooves in animals such as cattle for purposes such as preventing mobility issues, and aiding in examination/treatment by a veterinarian, etc. | Class A (non-sterile and non-measuring) | ListOfApprovedRiskNSSMDevice
473 | Dental | Hoof trimmer/puller | A non-powered device intended to pull or trim the hooves of animals such as horses to aid a veterinarian during medical examination/treatment. | Class A (non-sterile and non-measuring) | ListOfApprovedRiskNSSMDevice
474 | Obstetrical and Gynecological | Hook, intrauterine device removal | A hand-held manual instrument intended to be used by a physician for the extraction of an intrauterine device (IUD). This is a reusable device. | Class A (non-sterile and non-measuring) | ListOfApprovedRiskNSSMDevice
475 | Operation Theatre | Hook, surgical, general- purpose | A hand-held, manual surgical instrument intended for hooking and applying traction to specific soft-tissues of interest (e.g., skin, vessel, organ, and/or duct), to facilitate surgical intervention it is not a blade-style retractor. This is a reusable device. Not intended for direct contact with central circulatory/central nervous system. | Class A (non-sterile and non-measuring) | ListOfApprovedRiskNSSMDevice
476 | Obstetrical and Gynecological | Hook, surgical, gynaecological, fibroid | A hand-held manual surgical instrument intended to fix or apply traction to uterine fibroids. This is a transient-use, reusable device intended for be sterilized prior to use. | Class A (non-sterile and non-measuring) | ListOfApprovedRiskNSSMDevice
477 | ENT | Hook, surgical, rhinoplasty, reusable | A hand-held, manual surgical instrument intended to be used in plastic surgery of the nose. This is a reusable device intended for transient use. | Class A (non-sterile and non-measuring) | ListOfApprovedRiskNSSMDevice
478 | Dermatological and Plastic Surgery | Hook, surgical, skin, reusable | A hand-held, manual surgical instrument intended to fix or apply traction to the skin. This is a reusable device. | Class A (non-sterile and non-measuring) | ListOfApprovedRiskNSSMDevice
479 | Operation Theatre | Hook, surgical, tendon/Soft- tissue surgical hook, reusable | A hand-held, manual surgical instrument intended for hooking and applying traction to specific soft-tissues of interest (e.g., skin, vessel, organ, and/or duct), to facilitate surgical intervention it is not dedicated to separating or drawing aside the margins of a surgical wound/incision (i.e., not a blade-style retractor). This is a reusable device. Not intended for direct contact with central circulatory/central nervous system. | Class A (non-sterile and non-measuring) | ListOfApprovedRiskNSSMDevice
480 | Respiratory | Hook, surgical, tracheal | A manual surgical instrument intended to hold the trachea steady during the creation of a tracheostoma and/or for separating/drawing aside the margins of a tracheostoma to assist in the insertion of a tracheostomy tube. This is a reusable device. | Class A (non-sterile and non-measuring) | ListOfApprovedRiskNSSMDevice
481 | Physical Support | Horizontal non-powered traction system | Intended to be attached to a table for the application of constant horizontal traction forces to the cervical or lumbar vertebrae of patient by means of attached harnesses. This does not have a measuring function (or measuring graduations). | Class A (non-sterile and non-measuring) | ListOfApprovedRiskNSSMDevice
482 | General Hospital/Orthopedics | Hospital Backrest | Intended to support patients with spinal problems and pain management. | Class A (non-sterile and non-measuring) | ListOfApprovedRiskNSSMDevice
483 | General Hospital/Orthopedics | Hospital bed remote control (hand-operated/foot operated) | Intended to control the operation and movement of hospital beds, operation tables, medical chairs/couches, etc. | Class A (non-sterile and non-measuring) | ListOfApprovedRiskNSSMDevice
484 | General Hospital/Orthopedics | Hospital Bedside cabinet | A console by a patients bed in a hospital/healthcare institution, that may contain storage shelves, open storage space, drawers, radio, and nurse/call units. | Class A (non-sterile and non-measuring) | ListOfApprovedRiskNSSMDevice
485 | General Hospital/Orthopedics | Hospital Linen trolley | Intended to transport linen, that may or may not be soiled, from a patient ward to laundry and vice versa. Intended for hospital use. | Class A (non-sterile and non-measuring) | ListOfApprovedRiskNSSMDevice
486 | Pain management | Hot/cold therapy pack, reusable | Intended for use to help relieve pain and reduce swelling caused by sprains, strains, insect bites, bumps and bruises, minor burns, tension headaches and muscle aches, stiffness, arthritis and cramps. | Class A (non-sterile and non-measuring) | ListOfApprovedRiskNSSMDevice
487 | Ophthalmology | Hruby fundus lens | Intended for use in the examination of the vitreous body and the fundus of the eye under slit lamp illumination and magnification. | Class A (non-sterile and non-measuring) | ListOfApprovedRiskNSSMDevice
488 | Rehabilitation | Hydraulic/pneumatic external knee prosthesis | This device is intended for transfemoral amputees to restore some function of an anatomical knee joint. | Class A (non-sterile and non-measuring) | ListOfApprovedRiskNSSMDevice
489 | Dermatological and Plastic Surgery | Hydrophilic wound dressing, non-sterile | A non-sterile device intended to cover a superficial wound and to absorb exudate. | Class A (non-sterile and non-measuring) | ListOfApprovedRiskNSSMDevice
490 | Pain Management | Hydrotherapy equipment/tank | A component of hydrotherapy system intended for use during rehab treatment which includes resistance created by water to aid in injury recovery, improve blood circulation, and decrease inflammation, speeding recovery time. Other hydrotherapy equipment are not included. | Class A (non-sterile and non-measuring) | ListOfApprovedRiskNSSMDevice
491 | Pain Management | Ice bag | Intended to alleviate pain and/or promote healing in minor injuries of the body or for application around the neck or limbs. | Class A (non-sterile and non-measuring) | ListOfApprovedRiskNSSMDevice
492 | General Hospital/Orthopedics | ICU Bed, mechanical/electric | Intended to be used as a patient bed in the intensive care unit of a hospital/health care facility, and which may be motorized providing the patient/nursing staff with ability to adjust the bed positioning or height. This does not have a measuring function. | Class A (non-sterile and non-measuring) | ListOfApprovedRiskNSSMDevice
493 | Rehabilitation | Image display monitor mount | A dedicated mount onto which a visual display unit (VDU), e.g., a patient monitor (not included), can be placed and secured so that it is safely mounted in a position suitable for viewing. It is manufactured for hospital use. | Class A (non-sterile and non-measuring) | ListOfApprovedRiskNSSMDevice
494 | Physical support | Incentive spirometer | A hand-held, mechanical, breathing-muscle exerciser intended to be used in respiratory therapy to encourage and motivate deep- breathing manoeuvres, typically for the postsurgical treatment and prevention of atelectasis (lung collapse) and to help facilitate airway opening and clearing. This is not a diagnostic device. | Class A (non-sterile and non-measuring) | ListOfApprovedRiskNSSMDevice
495 | Urology | Incontinence device suspender | A device intended to be used by a person with a disability to secure a body-worn incontinence device [e.g., a nappy (diaper) or a pad] in a stable and safe position. | Class A (non-sterile and non-measuring) | ListOfApprovedRiskNSSMDevice
496 | Urology | Incontinence penis clamp, reusable | Intended to gently compress the penis to occlude the urethra and prevent involuntary urination/dribbling for men who are incontinent of the bladder. | Class A (non-sterile and non-measuring) | ListOfApprovedRiskNSSMDevice
497 | Ophthalmology | Indirect binocular ophthalmoscope | An ophthalmic instrument intended to examine the interior of the eye allowing the examiner to clearly see a wide angle, stereoscopic impression of the details of the fundus (retina) and other structures. | Class A (non-sterile and non-measuring) | ListOfApprovedRiskNSSMDevice
498 | ENT | Infant acoustic earmuffs, ENT | A device intended to cover ears of neonates/infants to provide noise insulation in a special care unit. | Class A (non-sterile and non-measuring) | ListOfApprovedRiskNSSMDevice
499 | Respiratory | Infant CPAP stabilizing cap/strap | Intended for use as a stabilizing head strap/cap as an accessory of infant nasal CPAP respiratory support breathing system (CPAP system not included). | Class A (non-sterile and non-measuring) | ListOfApprovedRiskNSSMDevice
500 | Pediatrics and Neonatology | Infant heat loss prevention blanket/ Infant hypothermia prevention blanket, non- powered | A non-invasive, non-powered device intended to cover an infant/neonate to prevent heat loss. This is a non-sterile device that may be reusable or single-use. | Class A (non-sterile and non-measuring) | ListOfApprovedRiskNSSMDevice
501 | Pediatrics and Neonatology | Infant incubator warming hood | A non-powered cover-like device intended to be positioned above an infant incubator (not included) to retain warmth for the incubator environment. It does not have any additional functional uses. | Class A (non-sterile and non-measuring) | ListOfApprovedRiskNSSMDevice
502 | Pediatrics and Neonatology | Infant inguinal hernia truss | Intended to be worn over the groin to prevent protrusion of abdominal contents in an infant with an inguinal hernia. | Class A (non-sterile and non-measuring) | ListOfApprovedRiskNSSMDevice
503 | Pediatrics and Neonatology | Infant limb immobilizer, reusable | A non-sterile device intended to temporarily render parts of an infant's body immovable, e.g., the arms and/or feet while the patient undergoes therapeutic or diagnostic interventions. | Class A (non-sterile and non-measuring) | ListOfApprovedRiskNSSMDevice
504 | Pediatrics and Neonatology | Infant limb immobilizer, single- use | A non-sterile device intended to temporarily render parts of an infant's body immovable, e.g., the arms and/or feet while the patient undergoes therapeutic or diagnostic interventions. | Class A (non-sterile and non-measuring) | ListOfApprovedRiskNSSMDevice
505 | Pediatrics and Neonatology | Infant oral pacifier | Intended to be used to calm the premature infant for longer duration specifically during nasal CPAP or when infant is intubated and on mechanical ventilation. For hospital use only. | Class A (non-sterile and non-measuring) | ListOfApprovedRiskNSSMDevice
506 | Pediatrics and Neonatology | Infant resuscitation cabinet | A small chamber, that may be wall-mounted intended to serve as a support surface onto which an infant is placed for resuscitation. It does not include any resuscitation equipment (i.e. supplied empty). | Class A (non-sterile and non-measuring) | ListOfApprovedRiskNSSMDevice
507 | Pediatrics and Neonatology | Infant resuscitation table | A flat surface on which newborn infants who do not breathe spontaneously at birth and are oxygen deficient are placed for emergency resuscitation. It does not include any resuscitation equipment (i.e. supplied empty). | Class A (non-sterile and non-measuring) | ListOfApprovedRiskNSSMDevice
508 | Pediatrics and Neonatology | Infant sleep positioner/ Infant positioning aid | A non-powered device intended to modify the sleeping position/posture of infants to prevent deformational plagiocephaly, a flattening of the back of the skull from a consistent back-sleeping position. This is a reusable device. | Class A (non-sterile and non-measuring) | ListOfApprovedRiskNSSMDevice
509 | Pediatrics and Neonatology | Infant whole-body immobilizer, reusable | A device intended to be used to temporarily render an infant's whole body immovable (strait- jacket effect) while the patient undergoes therapeutic or diagnostic interventions. This is a reusable device. | Class A (non-sterile and non-measuring) | ListOfApprovedRiskNSSMDevice
510 | Pediatrics and Neonatology | Infant whole-body immobilizer, single use | A non-sterile, disposable device, intended to temporarily render an infant's whole body immovable (strait-jacket effect) while the patient undergoes therapeutic (e.g., phototherapy) or diagnostic interventions. This is a single-use device. | Class A (non-sterile and non-measuring) | ListOfApprovedRiskNSSMDevice
511 | Pediatrics and Neonatology | Infant-hammock bed mattress | Intended to be placed in a cot/crib/bassinet/bed/ incubator (not included) and to cradle a young infant during sleep/rest. It may be used during phototherapy and transportation. Intended to help reduce the risk of infant injuries/disorders such as suffocation, flat head (plagiocephaly), sudden infant death syndrome (SIDS), pressure sores, and hyperthermia. | Class A (non-sterile and non-measuring) | ListOfApprovedRiskNSSMDevice
512 | Pediatrics and Neonatology | Infant-hammock bed mattress overlay | Intended to be placed on a cot/crib/bed mattress and to cradle a young infant during sleep/rest to help reduce the risk of infant injuries/disorders such as suffocation, flat head (plagiocephaly), sudden infant death syndrome (SIDS), and hyperthermia. | Class A (non-sterile and non-measuring) | ListOfApprovedRiskNSSMDevice
513 | Physical Support | Inflatable limb splint | A non-sterile sleeve intended to be placed around an arm or leg and inflated to immobilize the limb. | Class A (non-sterile and non-measuring) | ListOfApprovedRiskNSSMDevice
514 | General Hospital/Orthopedics | Inflatable patient transfer sliding mattress | An inflatable device intended to support a recumbent patient on a bed or table and assist in the physical movement of a patient for safer, easier transfer and positioning in Trendelenburg and Reverse Trendelenburg. | Class A (non-sterile and non-measuring) | ListOfApprovedRiskNSSMDevice
515 | ANESTHESIOLOGY | Infusion line clamp | A non-sterile device intended for the clamping of medical tubes. | Class A (non-sterile and non-measuring) | ListOfApprovedRiskNSSMDevice
516 | ANESTHESIOLOGY | Infusion line securement clip, single-use | The device is intended to hold tubing to avoid kinking of the tube during infusion and patient moving. | Class A (non-sterile and non-measuring) | ListOfApprovedRiskNSSMDevice
517 | Pain Management | Inguinal hernia belt (Adult)/surgical truss, reusable | A reusable device intended to relieve discomfort and hernia pain caused by an inguinal or sports hernia. | Class A (non-sterile and non-measuring) | ListOfApprovedRiskNSSMDevice
518 | Pain Management | Inguinal hernia belt (Adult)/surgical truss, singe use | A single use, non-sterile device intended to relieve discomfort and hernia pain caused by an inguinal or sports hernia. | Class A (non-sterile and non-measuring) | ListOfApprovedRiskNSSMDevice
519 | Pediatrics and Neonatology | Injection site desensitizer, tactile | A non-sterile, noninvasive reusable device intended to be used to manually apply tactile pressure stimuli to a skin-surface injection site, prior to/during injection, to reduce the pain/anxiety/stress associated with injecting. | Class A (non-sterile and non-measuring) | ListOfApprovedRiskNSSMDevice
520 | ANESTHESIOLOGY | In-line backflow valve, reusable | A general-purpose device intended to be used in medical tubing or pipelines to prevent the backflow of gases or liquids. This is a reusable device. | Class A (non-sterile and non-measuring) | ListOfApprovedRiskNSSMDevice
521 | General Hospital/Orthopedics | Instrument trolley, with/without tray/Mayo Instrument Trolley | An open mobile cart intended to store and/or transport instruments for use during surgical and/or medical procedures within a hospital/health care facility. | Class A (non-sterile and non-measuring) | ListOfApprovedRiskNSSMDevice
522 | Interventional and Radiology | Integration Unit for Flat panel x-ray detector | A portable, electrically-powered device intended to enable a direct flat panel detector (not included) to be integrated as part of an analogue x-ray [i.e., screen-film, computerized radiography (plate)] system to convert the analogue x-ray system into a digital x-ray system (retrofit) using the same modality components. | Class A (non-sterile and non-measuring) | ListOfApprovedRiskNSSMDevice
523 | General Hospital/Orthopedics | Internal spinal fixation procedure kit, reusable | A collection of various orthopaedic manual, non- measuring surgical instruments (screwdriver, trial rod, adaptor, mallet, guide tube, chisel, rasp, awl, burr, tap, drill, etc.) intended to be used to perform a bone-screw internal spinal fixation and/or spinal fusion cage implantation procedure (including stereotactic procedures) implanted devices are not included. This is a reusable device intended for transient use. | Class A (non-sterile and non-measuring) | ListOfApprovedRiskNSSMDevice
524 | Gastroenterology | Intestinal ostomy base plate | The base plate is intended to fix the ostomy bag and adhere to intact skin around the stoma. | Class A (non-sterile and non-measuring) | ListOfApprovedRiskNSSMDevice
525 | Gastroenterology | Intestinal ostomy support kit | A collection of non-sterile devices (base plate, towels, scissors) intended to be used for attachment/replacement of an intestinal ostomy bag (for collecting intestinal output such as faeces following a colostomy or ileostomy procedure). | Class A (non-sterile and non-measuring) | ListOfApprovedRiskNSSMDevice
526 | Gastroenterology | Intestinal stoma shield/support belt | A non-sterile plate intended to be placed over an enteric stoma to protect it from harmful external influences (e.g., knocks, friction), to reduce the risk of stomal herniation, or to help maintain adhesion of the base plate to the skin. | Class A (non-sterile and non-measuring) | ListOfApprovedRiskNSSMDevice
527 | Operation Theatre | Intraoperative chest positioner | A non-sterile, preformed reusable pad intended to be attached to an operating table for stabilizing a patients chest (shoulders, pelvis, etc.) to adequately position, support, and reduce pressure on the bony prominences of the body part during intraoperative procedures. This is a reusable device. | Class A (non-sterile and non-measuring) | ListOfApprovedRiskNSSMDevice
528 | Dental | Intraoral camera | Intended to capture high resolution image/video of intraoral anatomy as an assistive aid during management of dental/intraoral conditions (e.g., plaque, tartar, etc.) using light in visible/infrared spectrum only. It is not intended for diagnostic purposes and cannot connect to other high-risk active devices. This is a reusable device. | Class A (non-sterile and non-measuring) | ListOfApprovedRiskNSSMDevice
529 | Dental | Intraoral Optical Scanning System, basic OR 3D Oral Scanner | A standalone device intended to create 3- dimensional (3D) digital impressions of a patients oral cavity, including the structure of teeth and gums, by optical scanning (laser/LED in visible/near infrared spectrum), which may be further used for design and manufacturing of dental restorations and prosthesis. It does not have any additional features/intended purposes, and cannot connect to any high-risk active device. This does not have a diagnostic or measuring function. | Class A (non-sterile and non-measuring) | ListOfApprovedRiskNSSMDevice
530 | Operation Theatre | Intravenous access monitoring system, line- disconnection | An alarm system intended to connect to sensors (not included) around/on a venous puncture site dressing or catheter connection to detect blood or disconnection of the catheter. | Class A (non-sterile and non-measuring) | ListOfApprovedRiskNSSMDevice
531 | Operation Theatre | Intravenous catheter holder, non-sterile | It is a skin adhesive device for the securement of urinary catheters and medical tubing as part of ongoing catheter care. | Class A (non-sterile and non-measuring) | ListOfApprovedRiskNSSMDevice
532 | General Hospital/Orthopedics | Intravenous hanger | The device is intended to be used within the medical application to hold infusion bags within the approved load range. | Class A (non-sterile and non-measuring) | ListOfApprovedRiskNSSMDevice
533 | Anesthesiology | Intubation laryngoscope, reusable | A hand-held device intended to be used by anaesthesia/emergency service personnel to manipulate the tongue, preventing it from obstructing the oropharynx and enabling a clear view of the trachea for the insertion of an endotracheal (ET) tube prior to the delivery of inhalation anaesthesia and/or ventilation. This is a reusable device intended to be sterilized prior to use. This device does not have any additional functional uses. | Class A (non-sterile and non-measuring) | ListOfApprovedRiskNSSMDevice
534 | Respiratory | Intubation teeth protector | A non-sterile device intended to fit over the upper and lower sets of teeth to protect them from damage during endotracheal (ET) tube intubation procedures. | Class A (non-sterile and non-measuring) | ListOfApprovedRiskNSSMDevice
535 | Rehabilitation | Inversion table, physiotherapy | Intended to support the body of a patient and provide traction for the back muscles and spine by allowing the patient to manually invert their entire body in a supine position (feet up and head down), thereby assist in alleviating back pain. | Class A (non-sterile and non-measuring) | ListOfApprovedRiskNSSMDevice
536 | Dental | Irrigation tip, surgical mist | A non-sterile device that is intended to be connected to an air/water syringe to blow a mixture of air and/or water into a patients mouth to clear debris during dental procedures. | Class A (non-sterile and non-measuring) | ListOfApprovedRiskNSSMDevice
537 | General Hospital/Orthopedics | Isolation gown, reusable | A non-sterile garment intended to be worn by healthcare providers or visitors to isolate themselves from patients to protect the patient (e.g., burn patients) from the transfer of infectious agents carried by the healthcare provider or visitor or to protect the healthcare provider or visitor from a contagious agent which has infected the patient. This is a reusable garment. | Class A (non-sterile and non-measuring) | ListOfApprovedRiskNSSMDevice
538 | Rehabilitation | Jaw exerciser, non-powered | Intended to be used to exercise jaw muscles for temporomandibular disorders, increased saliva production, helping to improve efficient food chewing and swallowing. | Class A (non-sterile and non-measuring) | ListOfApprovedRiskNSSMDevice
539 | General Hospital/Orthopedics | Joint/spinal manipulator, mechanical, reusable | A hand-held, non-electric, mechanically-powered instrument intended to be used by a healthcare professional for the chiropractic adjustment, mobilization, or manipulation of the joints of the spine and/or extremities. This is a reusable device. | Class A (non-sterile and non-measuring) | ListOfApprovedRiskNSSMDevice
540 | General Hospital/Orthopedics | Kidney tray/Cidex tray | A device designed as a receptacle for vomit or oral secretions, typically from an immobile patient (e.g., one confined to bed, chair, or wheelchair). This is a reusable device. | Class A (non-sterile and non-measuring) | ListOfApprovedRiskNSSMDevice
541 | Rehabilitation | Kinesiology tape | Intended for use to support and relieve pain in muscles, joints, and/or ligaments. It may aid in reducing swelling, increasing mobility and enhancing recovery rate. | Class A (non-sterile and non-measuring) | ListOfApprovedRiskNSSMDevice
542 | Physical support | Kinetic bed | Intended to enable continuous change of the patients lying position. It does not have a measuring or therapeutic function. | Class A (non-sterile and non-measuring) | ListOfApprovedRiskNSSMDevice
543 | Physical support | Knee cap/brace/wrap | Intended to limit the mobility of the knee to relieve pain in conditions of arthritic pain, ligament/muscle injury, surgical procedures, fractures, sprains, etc. | Class A (non-sterile and non-measuring) | ListOfApprovedRiskNSSMDevice
544 | Physical support | Knee ice wrap | Intended to relieve pain, swelling and inflammation in the knee due to ACL, arthritis, sports injuries, sprains, strains, muscle fatigue and surgery. | Class A (non-sterile and non-measuring) | ListOfApprovedRiskNSSMDevice
545 | Operation Theatre | Knife handle/ Scalpel handle, reusable | A device intended to mount a compatible scalpel blade. This is a reusable device. | Class A (non-sterile and non-measuring) | ListOfApprovedRiskNSSMDevice
546 | Operation Theatre | Knife sharpener | A device intended to create or re-establish a thin, keen edge or fine point on an instrument used to cut during surgical procedures, such as a knife. | Class A (non-sterile and non-measuring) | ListOfApprovedRiskNSSMDevice
547 | ENT | Lacrimal tube insertion hook/pusher, reusable | A hand-held manual instrument intended for introducing a lacrimal tube/stent into the canaliculi, nasolacrimal duct, and/or nasal cavity through the corner of the eye, during a lacrimal intubation procedure for treating pathologies of the tear drainage system. This is a reusable device. | Class A (non-sterile and non-measuring) | ListOfApprovedRiskNSSMDevice
548 | General Hospital/Orthopedics | Laminar Air Flow/ Biosafety cabinet (BSL I) | Designed as a partial or total enclosure to provide a class I biosafety level (BSL) to the operator and the environment during the manipulation of microorganisms and other biological hazardous materials. Intended for hospital/clinical lab use. | Class A (non-sterile and non-measuring) | ListOfApprovedRiskNSSMDevice
549 | Obstetrical and Gynecological | Laparoscope laser adaptor | Intended to connect the laparoscope (not included) to the laser or the laser arm (not included) for laparoscopic laser treatment. | Class A (non-sterile and non-measuring) | ListOfApprovedRiskNSSMDevice
550 | Obstetrical and Gynecological | Laparoscopic surgery handle | A manually operated handle of various configurations intended to hold instruments used in laparoscopic surgery. This is a reusable device. | Class A (non-sterile and non-measuring) | ListOfApprovedRiskNSSMDevice
551 | Operation Theatre | Laparoscopic tray | Intended for holding laparoscopy instruments during a laparoscopic intervention or sterilization. | Class A (non-sterile and non-measuring) | ListOfApprovedRiskNSSMDevice
552 | Anesthesiology | Laryngeal airway introducer, reusable | A non-sterile device intended to aid insertion of a laryngeal airway into the pharyngeal cavity of a patient while reducing or eliminating the need for finger manipulation within the mouth. This is a reusable device intended to be sterilized prior to use. | Class A (non-sterile and non-measuring) | ListOfApprovedRiskNSSMDevice
553 | ENT | Laryngeal knife, reusable | A hand-held manual surgical instrument intended to cut and dissect laryngeal tissue, including the vocal cords, during ear/nose/throat (ENT) surgery. This is a reusable device intended to be sterilized prior to use. | Class A (non-sterile and non-measuring) | ListOfApprovedRiskNSSMDevice
554 | ENT | Laryngeal mirror, reusable | A hand-held manual surgical instrument with a mirror or a surface sufficiently polished to reflect enough undiffused light to form a virtual image of an object placed before it at the distal end, intended to be used for a laryngeal examination. This is a reusable device. | Class A (non-sterile and non-measuring) | ListOfApprovedRiskNSSMDevice
555 | Anesthesiology | Laryngoscope blade, reusable | A component of a laryngoscope (i.e., non- endoscopic rigid type) that is intended to be inserted into the oral cavity to manipulate the tongue, preventing it from obstructing the oropharynx and enabling a clear view of the trachea for the insertion of an endotracheal (ET) tube prior to the delivery of inhalation anaesthesia and/or ventilation. It may be MR- compatible. This is a reusable device. | Class A (non-sterile and non-measuring) | ListOfApprovedRiskNSSMDevice
556 | Operation Theatre | Leg intraoperative repositioning support | A mechanical device intended to be used to help support the weight of a patients leg when the leg needs to be repositioned during an orthopaedic procedure. It is designed to be attached to the operating table. | Class A (non-sterile and non-measuring) | ListOfApprovedRiskNSSMDevice
557 | Ophthalmology | Lens system, Ophthalmology, high magnification | A device (lens) intended for use to observe the retina or anterior chamber of the eye. | Class A (non-sterile and non-measuring) | ListOfApprovedRiskNSSMDevice
558 | General Hospital/Orthopedics | Lifting column with/without control box | A device in its finished form, specifically designed and intended to control the movement of electric medical beds, examination tables, patient lifts, etc. | Class A (non-sterile and non-measuring) | ListOfApprovedRiskNSSMDevice
559 | Operation Theatre | Ligament reconstruction instrument set, reusable | A collection of hand-held, manual, non- measuring surgical instruments intended to be used to prepare a joint for the reconstruction of damaged or torn ligaments, using a replacement device or tissue graft, during open or arthroscopic orthopaedic surgery. It may consist of drill bits, reamers, burs, pushers, introducers, impactor, surgical hammer, etc. This is a reusable device intended to be sterilized prior to use. | Class A (non-sterile and non-measuring) | ListOfApprovedRiskNSSMDevice
560 | Radiotherapy | Light beam patient position indicator | Intended to project a beam of light (incoherent light or laser) to determine the alignment of the patient with a radiation beam. | Class A (non-sterile and non-measuring) | ListOfApprovedRiskNSSMDevice
561 | Physical support | Limb/torso/head restraint, reusable | It is intended to position and support patients in a variety of surgical procedures including, but not limited to gynecology, urology, laparoscopy, general and robotic surgery during Reverse Trendelenburg positioning. | Class A (non-sterile and non-measuring) | ListOfApprovedRiskNSSMDevice
562 | General Hospital/Orthopedics | Liquid crystal vein locator | Intended to indicate the location of a vein by revealing variations in the surface temperature of the skin. | Class A (non-sterile and non-measuring) | ListOfApprovedRiskNSSMDevice
563 | Rehabilitation | Lower limb exerciser, non- measuring | Intended to provide above and below knee amputees the ability to improve muscle and strengthen residual limbs. This does not have a measuring function. | Class A (non-sterile and non-measuring) | ListOfApprovedRiskNSSMDevice
564 | Rehabilitation | Lower limb sliding exerciser, non-powered | A non-powered device intended to encourage active movement of a patient’s lower limb(s) by assisting flexion/extension at the knee for rehabilitation. This is a reusable device. | Class A (non-sterile and non-measuring) | ListOfApprovedRiskNSSMDevice
565 | Physical Support | Lower-limb orthosis | The device is an externally-applied wearable appliance intended to support and correct deformities of the leg and/or feet. This is a single- patient reusable device. | Class A (non-sterile and non-measuring) | ListOfApprovedRiskNSSMDevice
566 | Operation Theatre | Lower-limb warming sock/stocking | Intended to be worn on the feet and/or legs of a patient to minimize loss of body heat during surgeries, treatment, birthing, or general hospitalization. | Class A (non-sterile and non-measuring) | ListOfApprovedRiskNSSMDevice
567 | Ophthalmology | Maddox trial lens | A device intended to change the size, shape, and colour of an image to dissociate the eyes during the evaluation of eye muscle dysfunction. | Class A (non-sterile and non-measuring) | ListOfApprovedRiskNSSMDevice
568 | Interventional and Radiology | Magnetic field shielding material for cochlear implants | An accessory intended to be used on Cochlear implant recipients to prevent implant magnet dislodgement during MRI scans. The device is placed externally on the recipient's head by a healthcare professional prior to undergoing an MRI procedure. | Class A (non-sterile and non-measuring) | ListOfApprovedRiskNSSMDevice
569 | Interventional and Radiology | Mammographic x-ray phantom, test object | A device intended to be used as a quality assurance device in evaluation of various calibration and performance characteristics of dedicated digital or conventional diagnostic x-ray mammography systems or general-purpose x-ray systems adaptable for mammography applications. This is not a measuring device. | Class A (non-sterile and non-measuring) | ListOfApprovedRiskNSSMDevice
570 | Interventional and Radiology | Mammographic x-ray system compression paddle | A mechanically, electronically or software- controlled component of a mammographic x-ray system intended to flatten and stabilize the breast during mammography studies or mammography system-guided biopsy procedures. | Class A (non-sterile and non-measuring) | ListOfApprovedRiskNSSMDevice
571 | Physical Support | Mandible-repositioning sleep-disordered breathing/ Anti-snoring orthosis | A removable intraoral device intended to alleviate sleep-disordered breathing conditions (e.g., snoring, obstructive sleep apnoea) by repositioning and/or controlling the lower jaw (mandible), typically in a downward and forward position. This is a reusable device. | Class A (non-sterile and non-measuring) | ListOfApprovedRiskNSSMDevice
572 | Physical Support | Mandible-repositioning/ palate-lifting sleep- disordered breathing/ Anti- snoring orthosis | A removable intraoral device intended to alleviate sleep-disordered breathing conditions (e.g., snoring, obstructive sleep apnoea) by repositioning the lower jaw (mandible), frequently in a downward and forward position, and by elevating the soft palate (soft tissue constituting the back of the roof of the mouth). This is a reusable device. | Class A (non-sterile and non-measuring) | ListOfApprovedRiskNSSMDevice
573 | Dental | Manual dental burnisher, reusable | Intended to polish the surface and smooth the margins of restorations during dental procedures. | Class A (non-sterile and non-measuring) | ListOfApprovedRiskNSSMDevice
574 | Operation Theatre | Manual dental torque wrench, reusable | A hand-held device intended to be used to manually tighten dental implants and/or retaining screws fitted into the oral cavity during a dental surgical procedure. This is a reusable, non- measuring device. | Class A (non-sterile and non-measuring) | ListOfApprovedRiskNSSMDevice
575 | Neurological | Manual dexterity assessment software | The software is intended to detect micrographia (smallness of writing), bradykinesia (slowness of movement) and tremor with the help of an off-the-shelf tablet and a digital pen. This is not intended for self-assessment. This does not have a measuring function or AI- integrated features. | Class A (non-sterile and non-measuring) | ListOfApprovedRiskNSSMDevice
576 | Rehabilitation | Manual dexterity test | Dexterity devices intended to evaluate motor coordination, depth perception and eye-hand coordination in a subjective manner. This does not have AI--integrated or measuring function. | Class A (non-sterile and non-measuring) | ListOfApprovedRiskNSSMDevice
577 | Dental | Manual endodontic filling material spreader | A hand-held, manually-operated dental instrument specifically intended to compress filling materials in a root canal, mainly in a lateral direction. This is a reusable device. | Class A (non-sterile and non-measuring) | ListOfApprovedRiskNSSMDevice
578 | General Hospital/Orthopedics | Manual general-purpose hospital bed | Intended for medical purposes that consists of a bed with a manual mechanism operated by an attendant to adjust the height and surface contour of the bed. This does not have a therapeutic function. | Class A (non-sterile and non-measuring) | ListOfApprovedRiskNSSMDevice
579 | Dental | Manual non-rotary dental instrument handle | A hand-held, manual device intended to hold and facilitate manipulation of a non-powered, non- rotary dental instrument (e.g., endodontic file/rasp, implant extractor). It is intended to accept the patient-contact endpiece (not included) for ease of handling. This is a reusable device. | Class A (non-sterile and non-measuring) | ListOfApprovedRiskNSSMDevice
580 | General Hospital/Orthopedics | Manual orthopaedic bender, reusable | A manually-operated surgical instrument intended to bend orthopaedic devices, typically those for implantation (e.g., orthopaedic rods, bone fixation plates), to an appropriate anatomical shape. This is not intended for direct on-patient use. This is a reusable device. | Class A (non-sterile and non-measuring) | ListOfApprovedRiskNSSMDevice
581 | General Hospital/Orthopedics | Manual orthopedic cement extractor, reusable | A hand-held manual surgical instrument intended to extract orthopaedic (bone) cement from a site of previous application during an orthopaedic surgical procedure to replace a previously cemented prosthesis. This is a reusable device for transient use. | Class A (non-sterile and non-measuring) | ListOfApprovedRiskNSSMDevice
582 | Physical Support | Manual patient lifting belt/harness | A device intended to assist healthcare professionals or attending persons to physically move and lift a patient or a person with a disability (e.g., from the floor to a bed). This is a reusable device. | Class A (non-sterile and non-measuring) | ListOfApprovedRiskNSSMDevice
583 | Operation Theatre | Manual scalpel blade, reusable | A surgical instrument intended to mount a compatible handle and function as the cutting edge of a scalpel for manually cutting and dissecting tissues. This is a reusable device. | Class A (non-sterile and non-measuring) | ListOfApprovedRiskNSSMDevice
584 | Physical Support | Manual stander | A manually-powered, mobile device intended to support and lift a disabled patient to an upright standing position to provide the health benefits associated with standing (e.g., improved breathing, circulation, and flexibility) it is not intended to facilitate gait. | Class A (non-sterile and non-measuring) | ListOfApprovedRiskNSSMDevice
585 | Dental | Manual toothbrush | An instrument intended to be used by a patient to manually brush clean their teeth and gums for removing plaque, tartar, etc. and/or aid in prevention of dental disorders such as caries. | Class A (non-sterile and non-measuring) | ListOfApprovedRiskNSSMDevice
586 | Physical Support | Manual wheeled stretcher | Intended to transport patients in a horizontal position as an assistance to injury or disability. | Class A (non-sterile and non-measuring) | ListOfApprovedRiskNSSMDevice
587 | Interventional and Radiology | Manual-aperture-control diagnostic x-ray system collimator, non-motorized | A standard, non-motorized, diagnostic x-ray beam-limiting device whose aperture size/length/shutter assembly must be manually adjusted in order to match the size of the x-ray beam to the size of the x-ray cassette in use. | Class A (non-sterile and non-measuring) | ListOfApprovedRiskNSSMDevice
588 | Dental | Marker, dental use | This device range helps mark plaque areas on a tooth and is thus intended to be used to aid disclose/make marks that allows identify dental plaque. | Class A (non-sterile and non-measuring) | ListOfApprovedRiskNSSMDevice
589 | Anesthesiology | Mask strap | A head strap intended to hold and stabilise a CPAP or BiPAP face mask onto a patients face. | Class A (non-sterile and non-measuring) | ListOfApprovedRiskNSSMDevice
590 | Rehabilitation | Massage table/couch | Intended for supporting body during therapeutic massages (not intended for general wellness purpose). | Class A (non-sterile and non-measuring) | ListOfApprovedRiskNSSMDevice
591 | ENT | Mastoid chisel, reusable | A hand-held, manual surgical instrument intended to cut and shape the mastoid process (the large projection of the temporal bone of the skull found immediately behind each ear) during ear/nose/throat (ENT) surgery. This is a reusable device. | Class A (non-sterile and non-measuring) | ListOfApprovedRiskNSSMDevice
592 | Obstetrical and Gynecological | Maternity belt | It is used to support the belly bump during the different prenatal periods to avoid forward and downwards stomach pulling, provide maximum support and relieve back & pelvic ache. | Class A (non-sterile and non-measuring) | ListOfApprovedRiskNSSMDevice
593 | Obstetrical and Gynecological | Maternity pad | A specially-designed, externally worn, absobent pad to absorb postpartum bleeding and vaginal discharge that occurs after childbirth (lochia). This is a single-use device. | Class A (non-sterile and non-measuring) | ListOfApprovedRiskNSSMDevice
594 | General Hospital/Orthopedics | Mattress for hospital bed | Intended to be placed over a hospital bed for supporting a patient while resting. Intended for hospital use. | Class A (non-sterile and non-measuring) | ListOfApprovedRiskNSSMDevice
595 | Dental | Mechanical dental chair without operative unit | Intended to support a patient in a seated position to facilitate dental examination, treatment, and/or minor surgery procedures. It does not include operative unit. | Class A (non-sterile and non-measuring) | ListOfApprovedRiskNSSMDevice
596 | Anesthesiology | Mechanical positive pressure airway secretion clearing device | A hand-held, mechanical device intended to remove excessive mucus or sputum (phlegm) from the lungs and upper airway of a patient typically suffering from acute or chronic lung disease. It is not intended to connect to high risk active medical devices. This is not a measuring device. | Class A (non-sterile and non-measuring) | ListOfApprovedRiskNSSMDevice
597 | Rehabilitation | Mechanical-resistance external ankle-foot prosthesis | External prosthetic components for the purpose of replacement for a foot/ankle. The foot/ankle is intended to be used for a lower limb external prosthetic system. | Class A (non-sterile and non-measuring) | ListOfApprovedRiskNSSMDevice
598 | Rehabilitation | Mechanical-resistance external knee prosthesis | An externally applied component intended for use in replacement of the knee joint (or other) in persons with limb amputation or difference. | Class A (non-sterile and non-measuring) | ListOfApprovedRiskNSSMDevice
599 | Rehabilitation | Mechatronic external ankle- foot prosthesis | A battery-powered device intended for use as part of an external prosthetic system that replaces the foot and ankle function of a missing lower limb. | Class A (non-sterile and non-measuring) | ListOfApprovedRiskNSSMDevice
600 | General Hospital/Orthopedics | Medical bowl | A general-purpose, non-sterile bowl or basin intended for medical purposes such as containing fluids, carrying or holding instruments prior to or during a surgical procedure, and collecting body waste or other matter for disposal. This is a reusable device. | Class A (non-sterile and non-measuring) | ListOfApprovedRiskNSSMDevice
601 | Physical Support | Medical compression stockings | Intended for management/prophylaxis of leg pain, deep vein thrombosis, varicose veins and related complications | Class A (non-sterile and non-measuring) | ListOfApprovedRiskNSSMDevice
602 | General Hospital/Orthopedics | Medical Equipment/instrument drape, reusable | A noninvasive protective barrier intended to cover and protect the equipment/instrument from soiling and/or contamination. This is not a dedicated cap or cover, or a transducer cover. This is reusable. | Class A (non-sterile and non-measuring) | ListOfApprovedRiskNSSMDevice
603 | General Hospital/Orthopedics | Medical Equipment/instrument drape, single-use, non-sterile | A disposable, noninvasive protective barrier intended to cover and protect the equipment/instrument from soiling and/or contamination. This is not a dedicated cap or cover, or a transducer cover. | Class A (non-sterile and non-measuring) | ListOfApprovedRiskNSSMDevice
604 | General Hospital/Orthopedics | Medical examination gloves, latex/non latex, non-sterile | Intended to be worn by medical personnel during medical examinations to protect the patient and users from cross infection during examination, check-up, and handling of contaminated medical materials except for surgery. | Class A (non-sterile and non-measuring) | ListOfApprovedRiskNSSMDevice
605 | General Hospital/Orthopedics | Medical examination light (AC powered or Battery) | Intended to illuminate body surfaces and cavities during a medical examination. | Class A (non-sterile and non-measuring) | ListOfApprovedRiskNSSMDevice
606 | General Hospital/Orthopedics | Medical image printer | A non-invasive, reusable printer that produces hard copies of medical video images. | Class A (non-sterile and non-measuring) | ListOfApprovedRiskNSSMDevice
607 | Interventional and Radiology | Medical image storage device | Intended to provide electronic storage and retrieval functions for medical images. Examples include devices employing magnetic and optical discs, magnetic tape, and digital memory. | Class A (non-sterile and non-measuring) | ListOfApprovedRiskNSSMDevice
608 | General Hospital/Orthopedics | Medical imaging recorder | A non-invasive, reusable electrically powered device intended to be used in conjunction with video endoscopes, and/or surgical video imaging devices to digitally record video images. | Class A (non-sterile and non-measuring) | ListOfApprovedRiskNSSMDevice
609 | General Hospital/Orthopedics | Medical Instrument cabinet | Intended to store surgical instruments and equipment in a hospital/health care facility. | Class A (non-sterile and non-measuring) | ListOfApprovedRiskNSSMDevice
610 | General Hospital/Orthopedics | Medical instrument cable/lead | A reusable cable intended for use as a conductor between power source and the medical instrument used for the purpose of transmitting an energy that may, or may not, contain information. | Class A (non-sterile and non-measuring) | ListOfApprovedRiskNSSMDevice
611 | General Hospital/Orthopedics | Medical instrument lubricant | Intended to be applied to a surgical instrument prior to sterilization for purposes of lubrication/maintenance (e.g., to prevent moving or mating parts from sticking together during use, inhibit corrosion, and to improve longevity of the instrument). | Class A (non-sterile and non-measuring) | ListOfApprovedRiskNSSMDevice
612 | Ophthalmology | Medical Laser protection/safety eyewear | Intended to be used by the staff in an operating or treatment room where a laser is being used, in order to protect their eyes from injury during the laser surgery. | Class A (non-sterile and non-measuring) | ListOfApprovedRiskNSSMDevice
613 | General Hospital/Orthopedics | Medical print paper | Thermal, non-gridlined paper intended to be used to produce hard copy of printed data generated by a medical device. For recording the EEG,ECG, EMG output from the ECT device. | Class A (non-sterile and non-measuring) | ListOfApprovedRiskNSSMDevice
614 | Physical Support | Medical support stocking | Intended to be worn on the upper or lower extremity to support, correct, prevent deformity, or to align body structures for functional improvement. | Class A (non-sterile and non-measuring) | ListOfApprovedRiskNSSMDevice
615 | Interventional and Radiology | Medical x-ray film, non- screen | A non-screen x-ray film intended for use in medical imaging applications. Non-screen x-ray film is designed for direct exposure to x-rays and is relatively insensitive to the visible light emitted from screens. | Class A (non-sterile and non-measuring) | ListOfApprovedRiskNSSMDevice
616 | General Hospital/Orthopedics | Medical/cadaver body bags, non sterile | Intended for transporting a human corpse without any spread of biohazard/infectious agent. | Class A (non-sterile and non-measuring) | ListOfApprovedRiskNSSMDevice
617 | Physical Support | Medical/Orthotic insoles | Intended to be worn inside shoes/footwear to relieve heel pain, plantar fasciitis, foot pain, pain during walking, calcaneal spur, sprain and strain of the foot, ankle, feet and knee pain. | Class A (non-sterile and non-measuring) | ListOfApprovedRiskNSSMDevice
618 | Respiratory | Medicine chamber spacer | A device intended to be placed between a nebulizer or a metered dose inhaler (MDI) and the patients mouth, to function as a reservoir into which an aerosol medication is dispensed in order to minimize delivery of large aerosolized particles. | Class A (non-sterile and non-measuring) | ListOfApprovedRiskNSSMDevice
619 | General Hospital/Orthopedics | Medicine cup | A specially designed cup intended to be used by the nursing staff to administer tablets or pills to patients. It may be used both for tablets and fluids. It does not have measuring function. | Class A (non-sterile and non-measuring) | ListOfApprovedRiskNSSMDevice
620 | General Hospital/Orthopedics | Medicine trolley | Intended to store and transport medications within a hospital/health care facility. This does not include any medications. | Class A (non-sterile and non-measuring) | ListOfApprovedRiskNSSMDevice
621 | Ophthalmology | Meibomian gland camera | It is an ophthalmic imaging device intended for use by a physician in adult patients to capture, archive, manipulate and store digital images of the meibomian glands. | Class A (non-sterile and non-measuring) | ListOfApprovedRiskNSSMDevice
622 | Ophthalmology | Meibomian gland expressor/evaluator, manual | A non-powered, hand-held manual ophthalmic instrument intended to be used to apply pressure to the lower eyelid to facilitate natural release and/or expression of meibomian gland secretions (meibum) to treat dry eye syndrome. | Class A (non-sterile and non-measuring) | ListOfApprovedRiskNSSMDevice
623 | Physical Support | Metatarsal pad | Intended to relieve chronic metatarsal pain, corns, hard skin, morton’s neuroma, forefoot soreness, and painful balls of the feet. | Class A (non-sterile and non-measuring) | ListOfApprovedRiskNSSMDevice
624 | General Hospital/Orthopedics | Microporous medical tape | Intended for dressing retention on non-flexing areas and may also be used for patients who have exhibited an adverse reaction to adhesives based upon zinc oxide, rubber, or resin. This is not intended for use as a surgical/wound dressing. | Class A (non-sterile and non-measuring) | ListOfApprovedRiskNSSMDevice
625 | Operation Theatre | Microscope cover | This is a device which is usually shaped to fit the surgical camera/microscope that is intended to be used as a physical barrier to prevent cross- contamination between staff or patients during examination. | Class A (non-sterile and non-measuring) | ListOfApprovedRiskNSSMDevice
626 | ENT | Middle ear chisel, reusable | A hand-held surgical instrument intended for manually cutting or contouring the bones of the middle ear, otological microsurgery, stapedotomy, and related ear/nose/throat (ENT) surgery. This is a reusable device. | Class A (non-sterile and non-measuring) | ListOfApprovedRiskNSSMDevice
627 | ENT | Middle ear malleus nipper/ hook/anvil, reusable | A hand-held manual surgical instrument intended to be used to cut the malleus (hammer-shaped lateral bone in the middle ear). This is a reusable device intended for transient use. | Class A (non-sterile and non-measuring) | ListOfApprovedRiskNSSMDevice
628 | ENT | Middle ear pick, reusable | A fine, hand-held manual surgical instrument intended to be used to manipulate the structures of the middle ear (e.g., the stapes). This is a reusable device intended for transient use. | Class A (non-sterile and non-measuring) | ListOfApprovedRiskNSSMDevice
629 | Ophthalmology | Mirror-prism spectacles | Intended to enable the patient to see over the top of their head enabling them to look forward in the direction their head is pointing. | Class A (non-sterile and non-measuring) | ListOfApprovedRiskNSSMDevice
630 | Physical Support | Mobile patient lifting system, electric | An electrically-powered, mobile assembly of devices intended to enable one person to lift and move an incapacitated patient or a person with a disability safely and with minimal physical effort. It is typically used to lift and move the occupant in a sitting or semi-sitting position over short distances within the treatment facility, e.g., from a bed to a bathroom. | Class A (non-sterile and non-measuring) | ListOfApprovedRiskNSSMDevice
631 | Physical Support | Mobile patient lifting system, manual | A non-powered, mobile assembly of devices intended to enable one person to lift and move an incapacitated patient or a person with a disability safely and with minimal physical effort. It is typically used to lift and move the occupant in a sitting or semi-sitting position over short distances within the treatment facility, e.g., from a bed to a bathroom. | Class A (non-sterile and non-measuring) | ListOfApprovedRiskNSSMDevice
632 | Interventional and Radiology | Mobile radiation protection barrier | Intended to protect the operator etc. from unnecessary exposure to radiation used for medical diagnosis, treatment and dental procedures. | Class A (non-sterile and non-measuring) | ListOfApprovedRiskNSSMDevice
633 | Rehabilitation | Moist-cold pack | A non-sterile device intended to be temporarily applied to a particular area of the body surface to provide moist cold for purposes such as reduction in inflammation, control bleeding, relief in discomfort due to fever, etc. | Class A (non-sterile and non-measuring) | ListOfApprovedRiskNSSMDevice
634 | General Hospital/Orthopedics | Moist-cold pressure bandage | A pressure bandage intended to provide a cool environment and to compress a local area of the body.Intended for intact skin. | Class A (non-sterile and non-measuring) | ListOfApprovedRiskNSSMDevice
635 | Physical Support | Moldable splint | A moldable splint device that is intended for use as an immobilization of non- or minimally displaced wrist fractures, contusions, and sprains. | Class A (non-sterile and non-measuring) | ListOfApprovedRiskNSSMDevice
636 | General Hospital/Orthopedics | Mortuary trolley, mechanical/hydraulic/electric | A wheeled table or stretcher used to transport a corpse from the morgue's refrigerator to the work area or to transport a corpse from a hospital room to the morgue. | Class A (non-sterile and non-measuring) | ListOfApprovedRiskNSSMDevice
637 | Interventional and Radiology | Motorized diagnostic imaging view box | Intended to retain, retrieve, and project light for direct observation of medical images taken using a variety of methods such as X‐ray, magnetic resonance (MR), CT, and ultrasound, and recorded in radiographic film. | Class A (non-sterile and non-measuring) | ListOfApprovedRiskNSSMDevice
638 | Dental | Mouth gag | To be used in dentistry to be placed between the teeth of a patient in order to maintain an open oral cavity during dental procedures. | Class A (non-sterile and non-measuring) | ListOfApprovedRiskNSSMDevice
639 | Dental | Mouth speculum/ Mouth gag (for veterinary use) | Intended to keep the mouth open during oral examination, intubation, etc. This is a reusable device. | Class A (non-sterile and non-measuring) | ListOfApprovedRiskNSSMDevice
640 | Interventional and Radiology | MRI enhancement padding | Dielectric pads that are intended for use with magnetic resonance imaging systems to aid in body positioning and help reduce shading artifacts associated with the air/tissue interface during abdominal, pelvic, and neck imaging. | Class A (non-sterile and non-measuring) | ListOfApprovedRiskNSSMDevice
641 | Interventional and Radiology | MRI examination catheter holder | The device is intended to be used with ICP catheter kits to enable the catheters to be left in during MRI scanning. | Class A (non-sterile and non-measuring) | ListOfApprovedRiskNSSMDevice
642 | Interventional and Radiology | MRI phantom, test object | Intended for used during evaluations of various calibration and performance characteristics of magnetic resonance imaging systems and associated image acquisition, display, and analysis computer programs. | Class A (non-sterile and non-measuring) | ListOfApprovedRiskNSSMDevice
643 | Interventional and Radiology | MRI system chair | A chair or stool specifically designed and intended to support and position a patient during examinations involving the use of a diagnostic magnetic resonance imaging (MRI) system. For MRI system compatibility these chairs/stools are made of ferromagnetically inactive materials. | Class A (non-sterile and non-measuring) | ListOfApprovedRiskNSSMDevice
644 | Rehabilitation | Multi-chamber venous compression system garment | A garment intended for use with a compression system (not included) in preventing deep vein thrombosis (DVT) as well as the treatment of edema secondary to venous insufficiency. | Class A (non-sterile and non-measuring) | ListOfApprovedRiskNSSMDevice
645 | Oncology | Multi-modality therapeutic radiation phantom, test object | This device is intended to establish and provide for routine and periodic verification with use of target motion of patient dose and machine output in therapeutic radiation oncology system performance. | Class A (non-sterile and non-measuring) | ListOfApprovedRiskNSSMDevice
646 | Physical Support | Multiple spinal region orthosis | This is a body-worn device that is intended to provide full circumferential containment when reduction in gross spinal motion about the lower thoracic and lumbar spine is required. This may include post operative spinal stabilisation, fracture and related soft tissue injuries. | Class A (non-sterile and non-measuring) | ListOfApprovedRiskNSSMDevice
647 | Operation Theatre | Nail splitting scissors, reusable | A surgical instrument intended for the purpose of cutting and splitting a finger or toenail, typically for removal, during a surgical intervention. This is a reusable device. | Class A (non-sterile and non-measuring) | ListOfApprovedRiskNSSMDevice
648 | Pediatrics and Neonatology | Nappy changing table, portable | Intended to support an infant, child or an adult during nappy (diaper) changing, or for a patient with a disability who is incontinent and requires regular changing of their nappies. Intended for use in hospital/clinical environments. | Class A (non-sterile and non-measuring) | ListOfApprovedRiskNSSMDevice
649 | ENT | Nasal aspirator, electric | Intended for superficial use to enable an adult to gently suction and clear excessive mucus from the nasal passages of an infant or child to facilitate easier breathing. | Class A (non-sterile and non-measuring) | ListOfApprovedRiskNSSMDevice
650 | ENT | Nasal aspirator, manual | A portable, hand-held, manual suction device intended to enable an adult to gently suction and clear excessive mucus from the nasal passages of an infant or child to facilitate easier breathing. | Class A (non-sterile and non-measuring) | ListOfApprovedRiskNSSMDevice
651 | ENT | Nasal chisel, reusable | A hand-held surgical instrument intended for manually cutting or shaping nasal bones, otological microsurgery, stapedotomy, and related ear/nose/throat (ENT) surgery. This is a reusable device. | Class A (non-sterile and non-measuring) | ListOfApprovedRiskNSSMDevice
652 | ENT | Nasal dilator | Intended to provide temporary relief from transient causes of breathing difficulties resulting from structural abnormalities and/or transient causes of nasal congestion associated with reduced nasal airflow. Not intended for long-term use. | Class A (non-sterile and non-measuring) | ListOfApprovedRiskNSSMDevice
653 | ENT | Nasal Irrigation kit | A collection of non-sterile instruments intended to cleanse or flush the nasal passages and sinus cavity with saline for postoperative, preventive, or symptomatic nasal care. | Class A (non-sterile and non-measuring) | ListOfApprovedRiskNSSMDevice
654 | ENT | Nasal irrigation kit, pediatric | A collection of non-sterile instruments intended to irrigate the nasal passages of infants and young children. | Class A (non-sterile and non-measuring) | ListOfApprovedRiskNSSMDevice
655 | ENT | Nasal scissors, reusable | A hand-held, manual, surgical instrument used to cut tissue during ear/nose/throat (ENT) or plastic surgery in or on the nose and its associated structures. This is a transient-use reusable device intended for transient use. | Class A (non-sterile and non-measuring) | ListOfApprovedRiskNSSMDevice
656 | ENT | Nasal septum straightening forceps | Intended to straighten the nasal septum through grasping and manipulation of the bone/cartilage of the septum during nasal reconstructive procedures. This is a reusable device. | Class A (non-sterile and non-measuring) | ListOfApprovedRiskNSSMDevice
657 | ENT | Nasal speculum, reusable | A hand-held surgical instrument intended to be inserted into a nostril and manually expanded to maximally open the nostril by stretching the tissue around the nasal orifice, allowing access for examination or ear/nose/throat (ENT) surgical intervention. This is a reusable device. | Class A (non-sterile and non-measuring) | ListOfApprovedRiskNSSMDevice
658 | ENT | Nasogastric tube holder, intranasal, short-term use | A non-sterile, non-surgically invasive, device intended to be used with enteral feeding tubes to prevent inadvertent removal or displacement of the tubes for adult patients. Not intended for long- term use. | Class A (non-sterile and non-measuring) | ListOfApprovedRiskNSSMDevice
659 | ENT | Nasogastric tube holder, non-sterile | This device is intended to secure nasogastric tubes to skin near and around the nose. | Class A (non-sterile and non-measuring) | ListOfApprovedRiskNSSMDevice
660 | General Hospital/Orthopedics | Needle guard | Intended to encapsulate needles withrawn from vein or fistula thereby aiding in the prevention of needle stick injuries. | Class A (non-sterile and non-measuring) | ListOfApprovedRiskNSSMDevice
661 | Ophthalmology | Needle holder, ophthalmology, reusable | It is intended to hold needle for procedure during eye surgeries. This is a reusable device intended to be sterilized prior to use. | Class A (non-sterile and non-measuring) | ListOfApprovedRiskNSSMDevice
662 | General Hospital/Orthopedics | Needle/Syringe cutter | A device intended for use in hospitals and other health care settings to cut a syringe needle to prevent its reuse. This is a reusable device. | Class A (non-sterile and non-measuring) | ListOfApprovedRiskNSSMDevice
663 | Pediatrics and Neonatology | Neonatal eye pad | Used to cover and protect the eye of an infant during therapeutic procedures, such as phototherapy. | Class A (non-sterile and non-measuring) | ListOfApprovedRiskNSSMDevice
664 | Pediatrics and Neonatology | Neonatal kangaroo care garment | A non-sterile, upper body garment intended to allow a parent to safely carry/support their premature, dysmature, and/or sick infant in a manner which enables skin-to-skin contact between parent and infant (kangaroo care). This is a reusable device. | Class A (non-sterile and non-measuring) | ListOfApprovedRiskNSSMDevice
665 | Operation Theatre | Nerve/vessel retractor/hook, reusable | A hand-held, non-self-retaining surgical instrument intended to be used for retracting a nerve, tendon, or blood vessel to separate it from the surrounding tissue primarily to allow access to other tissues during a surgical intervention. This is a reusable device intended for transient use. | Class A (non-sterile and non-measuring) | ListOfApprovedRiskNSSMDevice
666 | Neurological | Neuro Pinwheel | A non-invasive, non-powered device intended for testing pain sensation. | Class A (non-sterile and non-measuring) | ListOfApprovedRiskNSSMDevice
667 | Neurological | Neurosurgical chair | Intended to support and position a patient in a sitting or reclined position during neurosurgery. This does not have any measuring or therapeutic functions. | Class A (non-sterile and non-measuring) | ListOfApprovedRiskNSSMDevice
668 | Neurological | Neurosurgical headrests | Intended to support the patients head during a surgical procedure | Class A (non-sterile and non-measuring) | ListOfApprovedRiskNSSMDevice
669 | Pediatrics and Neonatology | Newborn-infant bed | Intended as support surface to newborn babies. | Class A (non-sterile and non-measuring) | ListOfApprovedRiskNSSMDevice
670 | Obstetrical and Gynecological | Nipple pad/ring, reusable | A device intended to be worn directly over the breast/nipple of a nursing woman between breast feedings to help protect the nipple from chafing, due to friction from clothing, and/or to treat sore/cracked nipples it may also be intended to absorb leaking breast milk. | Class A (non-sterile and non-measuring) | ListOfApprovedRiskNSSMDevice
671 | Oncology | Nipple prosthesis, external | An artificial replacement for a female breast nipple that is applied to an external breast prosthesis for a mastectomized woman. This is a reusable device. | Class A (non-sterile and non-measuring) | ListOfApprovedRiskNSSMDevice
672 | Obstetrical and Gynecological | Nipple shield | Intended to aid infants with trouble latching onto the breast by acting like a longer, firmer nipple. | Class A (non-sterile and non-measuring) | ListOfApprovedRiskNSSMDevice
673 | Oncology | Non-antimicrobial postsurgical brassiere | Intended to support and/or contour the breast(s) or hold a dressing in place after surgical intervention (e.g. thoracic surgery, mastectomy, lumpectomy). May be used to prevent the formation of oedema and to support venous return and lymphatic drainage. | Class A (non-sterile and non-measuring) | ListOfApprovedRiskNSSMDevice
674 | Oncology | Non-antimicrobial postsurgical female underpants | It is intended for use during medical treatment (e.g., chemotherapy) or be used to protect the skin following treatment with a medication (e.g. ointment, cream). | Class A (non-sterile and non-measuring) | ListOfApprovedRiskNSSMDevice
675 | Radiotherapy | Non-powered accelerator system table | Intended to adjust the patients posture and immobilize the patient for radiotherapy. | Class A (non-sterile and non-measuring) | ListOfApprovedRiskNSSMDevice
676 | General Hospital/Orthopedics | Nonpowered flotation therapy mattress | Intended for use with a pump (not included) for medical purposes which contains air, fluid, or other materials, to treat or prevent decubitus ulcers (bed sores). | Class A (non-sterile and non-measuring) | ListOfApprovedRiskNSSMDevice
677 | Radiotherapy | Non-powered neutron therapy table | Intended to adjust the patients posture and immobilize the patient for treatment that uses neutron rays. | Class A (non-sterile and non-measuring) | ListOfApprovedRiskNSSMDevice
678 | Radiotherapy | Non-powered remote irradiation therapy table | Intended to adjust the patients posture and immobilize the patient for treatment that uses a remote radionuclide radiotherapy apparatus (not included). | Class A (non-sterile and non-measuring) | ListOfApprovedRiskNSSMDevice
679 | Radiotherapy | Non-powered X-rays radiation therapy table | Intended to adjust the patients posture and immobilize the patient for treatment using X- ray radiation therapy. | Class A (non-sterile and non-measuring) | ListOfApprovedRiskNSSMDevice
680 | Operation Theatre | Non-sterile Hemostatic clip applier | A reusable surgical device intended to apply a hemostatic clip (not included) for ligation of a blood vessel. | Class A (non-sterile and non-measuring) | ListOfApprovedRiskNSSMDevice
681 | Respiratory | Nose clip | An accessory of spirometer intended to prevent air movement through the nose during pulmonary function tests. | Class A (non-sterile and non-measuring) | ListOfApprovedRiskNSSMDevice
682 | Respiratory | Nose clip (Spirometry accessory) | Intended to plug nostrils during spirometric analysis | Class A (non-sterile and non-measuring) | ListOfApprovedRiskNSSMDevice
683 | Interventional and Radiology | Nuclear scanning bed/table | A nuclear scanning bed is an adjustable bed intended to support a patient during a nuclear medicine procedures. This does not have any measuring or therapeutic functions. | Class A (non-sterile and non-measuring) | ListOfApprovedRiskNSSMDevice
684 | Interventional and Radiology | Nuclear sealed calibration source | A nuclear sealed calibration source is a device that consists of an encapsulated reference radionuclide intended for calibration of medical nuclear radiation detectors. | Class A (non-sterile and non-measuring) | ListOfApprovedRiskNSSMDevice
685 | ENT | Nystagmus inducing optokinetic drum | Intended to elicit nystagmus. | Class A (non-sterile and non-measuring) | ListOfApprovedRiskNSSMDevice
686 | ENT | Nystagmus inducing tape | Intended to be moved across a patients field of vision to elicit optokinetic nystagmus and to test for blindness. | Class A (non-sterile and non-measuring) | ListOfApprovedRiskNSSMDevice
687 | Urology | One-piece urostomy bag, non-sterile | The ostomy bag is intended to collect output from a stoma. The adhesive is intended to fix the bag and adhere to intact skin around the stoma. | Class A (non-sterile and non-measuring) | ListOfApprovedRiskNSSMDevice
688 | General Hospital/Orthopedics | OPD Patient couch/chair | A seat, that may be height-adjustable, intended to be occupied by patients during medical procedures, examinations, or rest it may include support for the back, arms and feet (footrest/ring). | Class A (non-sterile and non-measuring) | ListOfApprovedRiskNSSMDevice
689 | Operation Theatre | Operating room shoes cover, non-sterile | Intended to be worn by operating room personnel during surgical procedures to protect foot of both the surgical patient and the operating room personnel from transfer of micro-organisms, body fluids, and particulate material. | Class A (non-sterile and non-measuring) | ListOfApprovedRiskNSSMDevice
690 | Operation Theatre | Operating table traction frame | Intended to position, support and/or distract the patient’s hand, wrist, forearm and arm in a variety of surgical procedures including, but not limited to arthroscopic or Orthopedic surgery. | Class A (non-sterile and non-measuring) | ListOfApprovedRiskNSSMDevice
691 | Operation Theatre | Operation theatre pendant | Intended to provide ergonomic solution for the positioning and management of medical devices, equipment, and utilities during surgeries and other medical interventions. It does not have additional functional uses. | Class A (non-sterile and non-measuring) | ListOfApprovedRiskNSSMDevice
692 | Interventional and Radiology | Operator radiation protection spectacles | Intended to protect the eyes of the operator and other personnel from unnecessary exposure to primary radiation and scattered radiation associated with diagnosis and treatment. | Class A (non-sterile and non-measuring) | ListOfApprovedRiskNSSMDevice
693 | Ophthalmology | Ophthalmic equipment stand | It is intended to hold and support ophthalmic equipment like slit lamp, keratometer, laser devices, etc. Ophthalmic instruments are not included. | Class A (non-sterile and non-measuring) | ListOfApprovedRiskNSSMDevice
694 | Ophthalmology | Ophthalmic head reflector | Intended to reflect light onto the eye of a patient to allow examination of the eye and its associated structures. | Class A (non-sterile and non-measuring) | ListOfApprovedRiskNSSMDevice
695 | Ophthalmology | Ophthalmic implant handling forceps, reusable | A reusable instrument intended to grasp and manipulate ophthalmic implants (excluding sutures) during a surgical procedure. | Class A (non-sterile and non-measuring) | ListOfApprovedRiskNSSMDevice
696 | Ophthalmology | Ophthalmic operating table top | Intended to provide support for and stabilization of the head of the patient and to help provide optimal access for the surgeon(s) during the intervention. | Class A (non-sterile and non-measuring) | ListOfApprovedRiskNSSMDevice
697 | Ophthalmology | Ophthalmic surgery fluid collection bag | A fluid collection bag connected to a surgical system (not included), intended to catch aspirated material during an ophthalmic surgical procedure. | Class A (non-sterile and non-measuring) | ListOfApprovedRiskNSSMDevice
698 | Ophthalmology | Ophthalmic surgical device handling forceps, reusable | Intended to grasp and manipulate a nonimplantable invasive ophthalmic surgical device (e.g., ophthalmic cannula, handless iris retractor). This is a reusable device. | Class A (non-sterile and non-measuring) | ListOfApprovedRiskNSSMDevice
699 | Ophthalmology | Ophthalmic suture scissors, reusable | A hand-held, manual ophthalmic surgical instrument intended to cut suture, typically during eye surgery. This is a reusable device. It is not intended to come in direct contact with the eyeball. This is a reusable device. | Class A (non-sterile and non-measuring) | ListOfApprovedRiskNSSMDevice
700 | Ophthalmology | Ophthalmic Trial frame | A device intended for use in ophthalmic work for holding trial lenses in front of the eyes during the sight-testing procedure. | Class A (non-sterile and non-measuring) | ListOfApprovedRiskNSSMDevice
701 | Ophthalmology | Ophthalmoleukoscope | Intended for testing colour perception by means of colours produced by polarized light. | Class A (non-sterile and non-measuring) | ListOfApprovedRiskNSSMDevice
702 | Ophthalmology | Opthalmic examintaion station, without surgical unit | A device assembly intended to provide complete ophthalmic examination position and support conditions for the patient and clinician. This does not include any diagnostic/surgical instruments. | Class A (non-sterile and non-measuring) | ListOfApprovedRiskNSSMDevice
703 | Dental | Oral care swab | A foam-headed oral swab impregnated with a sodium bicarbonate cleaning solution intended to be used wet to clean the teeth and oral cavity. | Class A (non-sterile and non-measuring) | ListOfApprovedRiskNSSMDevice
704 | Rehabilitation | Oral exerciser, Physiotherapy | A non-powered device that is intended to exercise tongue muscles as part of oral myology physiotherapy. | Class A (non-sterile and non-measuring) | ListOfApprovedRiskNSSMDevice
705 | Respiratory | Oropharyngeal airway, reusable | Intended to be inserted through the mouth to facilitate airway patency for gas exchange or suctioning. The device prevents the tongue from obstructing airflow. This is a reusable device. | Class A (non-sterile and non-measuring) | ListOfApprovedRiskNSSMDevice
706 | Dental | Orthodontic aligner/retainer seater | A non-sterile device intended to aid in positioning and seating an orthodontic progressive aligner or teeth retainer into place. This is a reusable device intended for single-patient use. | Class A (non-sterile and non-measuring) | ListOfApprovedRiskNSSMDevice
707 | Dental | Orthodontic band pusher | A hand-held dental instrument intended for positioning and adapting metal bands on teeth in orthodontics. | Class A (non-sterile and non-measuring) | ListOfApprovedRiskNSSMDevice
708 | Dental | Orthodontic elastomeric appliance pusher | A hand-held device intended to be used by laypersons to remove/apply orthodontic elastomeric appliances (e.g., inter-arch bands, inter-bracket chains) from/to orthodontic brackets. This is a reusable device. This is not an implantable device. | Class A (non-sterile and non-measuring) | ListOfApprovedRiskNSSMDevice
709 | Dental | Orthodontic metal band pusher | A hand-held dental instrument intended to be used by an orthodontist for positioning and adapting orthodontic metal bands on teeth. This is a reusable device. This is not an implantable device. | Class A (non-sterile and non-measuring) | ListOfApprovedRiskNSSMDevice
710 | Dental | Orthodontic positioner support kit | A collection of devices intended to be used to facilitate use of an orthodontic teeth positioner, including placement, removal and cleaning. It typically consists of an orthodontic appliance remover, an orthodontic positioner seater, and an orthodontic appliance cleanser. The positioner is not included. This does not contain dental implants/medicated products. | Class A (non-sterile and non-measuring) | ListOfApprovedRiskNSSMDevice
711 | Dental | Orthodontic resin positioning tray | A custom-made dental device in the form of a patient’s dentition which contains cavities intended to hold and facilitate positioning of light- cured dental resin onto teeth for subsequent attachment of an orthodontic appliance (e.g. aligner) after curing. | Class A (non-sterile and non-measuring) | ListOfApprovedRiskNSSMDevice
712 | Dental | Orthodontic vibrator | Orthodontic predictability enhancement device intended to maximise the accuracy of fit and effectiveness of clear aligner treatment. | Class A (non-sterile and non-measuring) | ListOfApprovedRiskNSSMDevice
713 | General Hospital/Orthopedics | Orthopaedic bone pin holder | A non-sterile device intended to temporarily hold one or more orthopaedic pins (e.g K-Wires) during sterilisation and surgical procedures to prevent damage. | Class A (non-sterile and non-measuring) | ListOfApprovedRiskNSSMDevice
714 | General Hospital/Orthopedics | Orthopaedic bone-fragment manipulator, reusable | A hand-held manual surgical instrument intended to help position a fractured fragment of bone to achieve proper alignment (reduction). This is a reusable, non-measuring device intended for transient use. | Class A (non-sterile and non-measuring) | ListOfApprovedRiskNSSMDevice
715 | General Hospital/Orthopedics | Orthopaedic bone-reduction tool, reusable | A hand-held manual surgical instrument intended to help reposition a fracture where two sections are out of alignment to achieve reduction for consequent reaming and nailing of the bone. This is a transient-use, reusable device. | Class A (non-sterile and non-measuring) | ListOfApprovedRiskNSSMDevice
716 | General Hospital/Orthopedics | Orthopaedic broach, reusable | A manual surgical instrument intended for shaping and enlarging holes in bone tissue. This is a reusable device. | Class A (non-sterile and non-measuring) | ListOfApprovedRiskNSSMDevice
717 | General Hospital/Orthopedics | Orthopaedic chisel blade, reusable | An interchangeable component of an orthopaedic chisel that is intended to function as the cutting blade for cutting or contour bone. This is a reusable device for transient use. | Class A (non-sterile and non-measuring) | ListOfApprovedRiskNSSMDevice
718 | General Hospital/Orthopedics | Orthopaedic chisel, reusable | A hand-held, manual surgical instrument intended to cut and shape bone during orthopaedic surgery. This is a reusable device. | Class A (non-sterile and non-measuring) | ListOfApprovedRiskNSSMDevice
719 | General Hospital/Orthopedics | Orthopaedic fixation forceps, reusable | A hand-held manual surgical instrument intended to grasp and manipulate surgical implants/devices (excluding sutures) during implantation it is not intended for use on soft tissues, not an ophthalmic device, and is not a dedicated tissue clip applier. This is a reusable device. | Class A (non-sterile and non-measuring) | ListOfApprovedRiskNSSMDevice
720 | General Hospital/Orthopedics | Orthopaedic fixation plate tensioner, reusable | A hand-held manual surgical instrument intended to apply tension to an orthopaedic implant (typically a fixation plate) to compress a fracture site prior to final fixation of the implant. This is a reusable device. | Class A (non-sterile and non-measuring) | ListOfApprovedRiskNSSMDevice
721 | General Hospital/Orthopedics | Orthopaedic implant driver, reusable | A hand-held manual surgical instrument intended to impart force to an orthopaedic implantable device that is inserted to fix or fasten together bones. (implants not included). This is a reusable device intended for transient use. | Class A (non-sterile and non-measuring) | ListOfApprovedRiskNSSMDevice
722 | General Hospital/Orthopedics | Orthopaedic implant impactor, reusable | A hand-held manual surgical instrument intended to position an orthopaedic implant within the body by transmission of an impact force that drives the implant into its final position. This is a reusable, non-measuring device. | Class A (non-sterile and non-measuring) | ListOfApprovedRiskNSSMDevice
723 | General Hospital/Orthopedics | Orthopaedic implantable- device cutter, reusable | A manual, hand-held or table-mounted surgical instrument intended to hold and cut orthopaedic surgical implant devices (i.e., metal rods, plates, screws). This is a reusable device. | Class A (non-sterile and non-measuring) | ListOfApprovedRiskNSSMDevice
724 | General Hospital/Orthopedics | Orthopaedic instrument extractor, reusable | A hand-held, manual surgical instrument intended to extract another orthopaedic instrument from a patients body during an orthopaedic surgical procedure. This is a reusable device. | Class A (non-sterile and non-measuring) | ListOfApprovedRiskNSSMDevice
725 | General Hospital/Orthopedics | Orthopaedic joint/limb rongeur, reusable | A hand-held manual surgical instrument intended to remove bone during an orthopaedic intervention of the limbs/joints it is not primarily intended for nasal, spinal, or cranial use and is not a dedicated rib rongeur. This is a reusable device. | Class A (non-sterile and non-measuring) | ListOfApprovedRiskNSSMDevice
726 | General Hospital/Orthopedics | Orthopaedic osteotome blade, reusable | A sharp component of an orthopaedic osteotome intended to be attached to a dedicated handle (not included) to become a chisel-like surgical instrument designed to cut and/or shape bone by percussion during an orthopaedic procedure. This is a reusable, non-measuring device. | Class A (non-sterile and non-measuring) | ListOfApprovedRiskNSSMDevice
727 | General Hospital/Orthopedics | Orthopaedic osteotome, reusable | A chisel-like, manual surgical instrument intended to cut and/or shape bone by percussion during an orthopaedic procedure. This is a reusable, non- measuring device. | Class A (non-sterile and non-measuring) | ListOfApprovedRiskNSSMDevice
728 | General Hospital/Orthopedics | Orthopaedic prosthesis implantation positioning instrument, reusable | A hand-held surgical instrument intended to be used during implantation of an orthopaedic prosthesis, either manually or as a computer- assisted surgery (CAS) device, to aid in the navigation/placement of the prosthesis or other instruments [e.g., drill sleeves and guide wires (Kirschner wires), patella saw guide, etc.]. It may be inserted into a bone for a transient duration. This is a reusable device intended for transient use. | Class A (non-sterile and non-measuring) | ListOfApprovedRiskNSSMDevice
729 | General Hospital/Orthopedics | Orthopaedic traction bed | Intended to provide support for skeletal traction to stabilize fracture sites. This does not have a measuring function or diagnostic sensors. | Class A (non-sterile and non-measuring) | ListOfApprovedRiskNSSMDevice
730 | General Hospital/Orthopedics | Orthopedic cast padding | It is intended to protect long prominences under the plaster on intact skin . | Class A (non-sterile and non-measuring) | ListOfApprovedRiskNSSMDevice
731 | General Hospital/Orthopedics | Orthopedic implantation sleeve, reusable | A hand-held, surgical device intended to be used during an orthopaedic implantation procedure to hold/grip an implant (e.g., an orthopaedic bone screw), facilitate the acceptance of an orthopaedic instrument (e.g., a screwdriver or a smaller diameter sleeve) through it, stabilize an instrument/implant coupling, and/or protect the surgeon's gloved hand or patient tissue. It is not intended to place, angle, and guide a rotating surgical drill. This is a reusable device. | Class A (non-sterile and non-measuring) | ListOfApprovedRiskNSSMDevice
732 | General Hospital/Orthopedics | Orthopedic Reamer handle, reusable | A hand-held reusable surgical device that is intended to be attached to the proximal end of an orthopaedic reamer shaft to allow the operator to manually rotate the cutting device. | Class A (non-sterile and non-measuring) | ListOfApprovedRiskNSSMDevice
733 | General Hospital/Orthopedics | Orthopedic Reamer, reusable | A manual orthopaedic surgical instrument intended to open and enlarge the medullary canal for the insertion of various devices during prosthesis implantation or fracture fixation procedures. This is a reusable, transient use device. | Class A (non-sterile and non-measuring) | ListOfApprovedRiskNSSMDevice
734 | General Hospital/Orthopedics | Orthopedic rod reducer/cutter, reusable | A hand-held manual instrument intended to reduce or seat a rod into the saddle of screws, hooks or similar devices during a surgical procedure. This is a reusable device. This does not include any implantable devices. | Class A (non-sterile and non-measuring) | ListOfApprovedRiskNSSMDevice
735 | General Hospital/Orthopedics | Orthopedic Spatula, reusable | A hand-held manual surgical instrument intended to spread a material on a surface, to fill material into a cavity, manipulate tissue or to remove a material from a surface or a vessel. This is a reusable device. | Class A (non-sterile and non-measuring) | ListOfApprovedRiskNSSMDevice
736 | Physical Support | Orthopedic walker shoes/boots/Air cast boots | Intended for the treatment and rehabilitation of foot and ankle injuries and to provide support, stability, and protection to the foot and ankle during the healing process in cases of fractures, sprains, post-surgery, or severe foot or ankle injuries. | Class A (non-sterile and non-measuring) | ListOfApprovedRiskNSSMDevice
737 | Gastroenterology | Ostomy adhesive | Adhesive to be placed around stoma to attach two-piece ostomy collection device. | Class A (non-sterile and non-measuring) | ListOfApprovedRiskNSSMDevice
738 | ENT | Otoscope cover, non-sterile | A device intended to fit onto and cover an otoscope to form a physical barrier protecting patients against cross contamination. | Class A (non-sterile and non-measuring) | ListOfApprovedRiskNSSMDevice
739 | ENT | Otoscope, direct | Intended for examination of the outer ear canal and tympanic membrane (eardrum) by direct viewing through the ear opening. | Class A (non-sterile and non-measuring) | ListOfApprovedRiskNSSMDevice
740 | General Hospital/Orthopedics | Oxygen administration hood | Intended to be used as an enclosure over the patients head in order to provide an enriched oxygen (O2) environment to increase the patients O2 uptake. This does not include sensors and other active devices. | Class A (non-sterile and non-measuring) | ListOfApprovedRiskNSSMDevice
741 | Pediatrics and Neonatology | Oxygen administration hood, paediatric | Intended to be used as an enclosure over an infant's whole body, or the head only, in order to provide an enriched environment of oxygen (O2) to increase the patients O2 uptake. This does not include sensors and other active devices. | Class A (non-sterile and non-measuring) | ListOfApprovedRiskNSSMDevice
742 | Pediatrics and Neonatology | Oxygen administration tent, neonatal/paediatric | Intended to cover the bed of a neonatal or small child to provide an enriched environment of oxygen (O2) to increase the patients O2 uptake. It is used for the treatment of breathing disorders in infant and paediatric patients permitting them movement without restriction. | Class A (non-sterile and non-measuring) | ListOfApprovedRiskNSSMDevice
743 | Respiratory | Oxygen mask respiration indicator | Intended to be attached to the exhalation vent hole on the exterior of a standard oxygen face mask and provide visual (qualitative) indication of patient respiration. It does not have measuring function. | Class A (non-sterile and non-measuring) | ListOfApprovedRiskNSSMDevice
744 | Cardiovascular | Pacemaker test magnet | Intended to test an inhibited or triggered type of pacemaker pulse generator and cause an inhibited or triggered generator to revert to asynchronous operation. | Class A (non-sterile and non-measuring) | ListOfApprovedRiskNSSMDevice
745 | Dental | Packer, gauze | To be used in dentistry and dental surgery for introducing and packing gauze or dressings into cavities. | Class A (non-sterile and non-measuring) | ListOfApprovedRiskNSSMDevice
746 | Pediatrics and Neonatology | Paediatric bed | A bed intended to be used to house children (typically up to 12 years of age) that incorporates safety canopy tops, fixed endrails, and moveable and latchable siderails, minimizing the risk of falling out and allowing staff access. It is not intended for neonates/infants. Intended for hospital use. | Class A (non-sterile and non-measuring) | ListOfApprovedRiskNSSMDevice
747 | Dental | Paediatric dental chair, electric without operative unit | A powered, adjustable device solely intended to support a paediatric patient in a seated position to facilitate dental examination, treatment, and/or minor surgery procedures. Dental examination/treatment devices are not included. | Class A (non-sterile and non-measuring) | ListOfApprovedRiskNSSMDevice
748 | Dental | Paediatric dental chair, mechanical without operative unit | A manually- or hydraulically-powered, adjustable device solely intended to support a paediatric patient in a seated position to facilitate dental examination, treatment, and/or minor surgery procedures. Dental examination/treatment devices are not included. | Class A (non-sterile and non-measuring) | ListOfApprovedRiskNSSMDevice
749 | Rehabilitation | Paediatric dorsiflexion slant board | It is intended to therapeutically stretch the ankle plantar flexion muscles/tendons for the treatment of various medical conditions (e.g., congenital, neurological, post-traumatic) where tendon tightness and muscle contracture affect the ability to dorsiflex the foot, possibly leading to an abnormal gait. | Class A (non-sterile and non-measuring) | ListOfApprovedRiskNSSMDevice
750 | Obstetrical and Gynecological | Panniculus skin-adhesive retractor, reusable | This retractor is intended to be used on intact skin for positioning redundant tissue (i.e., post c- section, post laparotomy) away from the lower abdominal incision/wound. | Class A (non-sterile and non-measuring) | ListOfApprovedRiskNSSMDevice
751 | Rehabilitation | Parallel bar exerciser | A non-powered device intended to assist users in maintaining good walking posture, particularly a person with a disability, a paraplegic, or a patient who has suffered a stroke and is learning to walk. It does not have a measuring function. | Class A (non-sterile and non-measuring) | ListOfApprovedRiskNSSMDevice
752 | Physical Support | Parapodium walking frame | Intended to encompasse and provide support for the body of a patient who is unable to stand unassisted to help them move (walk) by changing their centre of gravity (COG). | Class A (non-sterile and non-measuring) | ListOfApprovedRiskNSSMDevice
753 | Interventional and Radiology | Partial hand radiation protector | Intended to protect part of hands and fingers from unnecessary exposure to primary radiation and scattered radiation associated with diagnosis and therapeutic measures. | Class A (non-sterile and non-measuring) | ListOfApprovedRiskNSSMDevice
754 | Operation Theatre | Patient anatomy model for surgical planning | A model of the bone of a specific patient intended for use to facilitate accurate preoperative planning and introperative placement of a device during orthopaedic surgical procedures. | Class A (non-sterile and non-measuring) | ListOfApprovedRiskNSSMDevice
755 | Interventional and Radiology | Patient audiovisual communication system | It is intended for use by trained personnel in functional, interventional and clinical MRI environments to facilitate audio communications during a scanning session. | Class A (non-sterile and non-measuring) | ListOfApprovedRiskNSSMDevice
756 | General Hospital/Orthopedics | Patient enclosure system | A freestanding, framed, tent-like structure intended to be constructed on-site to function as a temporary enclosure to provide low-stimulation environment for safe playing, resting or sleeping, typically for a patient with autism, epilepsy, challenging behaviours and/or learning difficulties. | Class A (non-sterile and non-measuring) | ListOfApprovedRiskNSSMDevice
757 | General Hospital/Orthopedics | Patient examination chair/stool/couch | A seat, which may be height-adjustable, intended to be occupied by patients during medical procedures, examinations, or rest it may include support for the back, arms and feet (footrest/ring). Intended for hospital use. | Class A (non-sterile and non-measuring) | ListOfApprovedRiskNSSMDevice
758 | Operation Theatre | Patient gown, non-sterile | Intended to be worn by patients in a clinical setting (e.g., during hospitalization, during examination in a doctor's office). | Class A (non-sterile and non-measuring) | ListOfApprovedRiskNSSMDevice
759 | Physical Support | Patient holder | The device is intended to support the trunk and/or lower limbs of a person with disabilities into a more symmetrical position, thereby preventing secondary complications such as joint contractures, pressure areas and pain. | Class A (non-sterile and non-measuring) | ListOfApprovedRiskNSSMDevice
760 | General Hospital/Orthopedics | Patient isolation tent canopy | A non-sterile covering intended to be used with a frame to provide environmental isolation of a contagious patient to protect hospital personnel and other patients from exposure to non-airborne infections (e.g. diphtheria, meningococcus) whilst the patient is being treated. | Class A (non-sterile and non-measuring) | ListOfApprovedRiskNSSMDevice
761 | Physical Support | Patient lifting system stretcher | A lifting device used together with a patient lifting system (not included) to provide a support for an incapacitated patient or a person with a disability that is being lifted in a lying (horizontal) position for transfer and (re)positioning. | Class A (non-sterile and non-measuring) | ListOfApprovedRiskNSSMDevice
762 | Physical Support | Patient transfer board | Intended to reduce the friction and difficulty during the task of moving or transferring a patient from a surface to another, e.g., Bed to stretcher and reduce risks associated with manual handling by the staff. | Class A (non-sterile and non-measuring) | ListOfApprovedRiskNSSMDevice
763 | Rehabilitation | Pedal exerciser | A non-powered device intended for exercise therapy for upper and/or lower body. This is a non-measuring device. | Class A (non-sterile and non-measuring) | ListOfApprovedRiskNSSMDevice
764 | Pediatrics and Neonatology | Pediatric gait trainer | A non-powered device designed as a frame with legs, intended to assist and train children unable to walk or stand independently to enhance movement and independent ambulation. | Class A (non-sterile and non-measuring) | ListOfApprovedRiskNSSMDevice
765 | Rehabilitation | Pelvic floor exercise biofeedback device | It is intended to facilitate regular pelvic floor exercises for strengthening of the pelvic floor muscles and rehabilitation and training of weak pelvic floor muscle. This may aid in treatment of urinary incontinence, improving function in individuals with existing pelvic floor dysfunction, improving pelvic floor function in the post-partum period and/or improving mild to moderate prolapse symptoms. This does not estimate/quantify muscle contraction forces and does not have any other measuring function. | Class A (non-sterile and non-measuring) | ListOfApprovedRiskNSSMDevice
766 | Urology | Pelvic floor exerciser, male | A manual, non-powered, non-sterile device intended to provide assistance for pelvic floor muscle exercises to adult males suffering from Intravaginal ejaculation disorders, such as premature ejaculation, etc. | Class A (non-sterile and non-measuring) | ListOfApprovedRiskNSSMDevice
767 | Rehabilitation | Pelvic traction kit (with/without weights) | A set of non-powered equipment intended to apply uniform and controlled traction to the lumbar, sacral, and thoracic areas of the vertebral column. It does not have a measuring function (or measuring graduations). | Class A (non-sterile and non-measuring) | ListOfApprovedRiskNSSMDevice
768 | Neurological | Percussion hammer, manual/ Manual percussor | Intended to be used by an examining physician to gently tap near a patients joints to test reflexes. | Class A (non-sterile and non-measuring) | ListOfApprovedRiskNSSMDevice
769 | Dental | Periodontal knife/Gingivectomy knife, reusable | A hand-held dental instrument intended to excise the gums and other oral soft tissue during a periodontal intervention (e.g., a gingivectomy involving the excising of the soft tissue wall of a pocket). This is a reusable device intended for transient use. | Class A (non-sterile and non-measuring) | ListOfApprovedRiskNSSMDevice
770 | Dental | Periodontic hoe, reusable | A hand-held manual dental instrument intended to be used with a pulling action to remove gross amounts of supragingival calculus, and some subgingival calculus, in large wide-open pockets where the gingival tissue is soft and easily cleaned. This is a reusable device. | Class A (non-sterile and non-measuring) | ListOfApprovedRiskNSSMDevice
771 | Dental | Periotome, reusable | A hand-held dental instrument intended to be used during tooth extraction/luxation to cut the periodontal ligament that binds the tooth to the surrounding marginal and alveolar bone (alveolar process), causing minimal mechanical trauma to the bone tissue. This is a reusable device intended for transient use. | Class A (non-sterile and non-measuring) | ListOfApprovedRiskNSSMDevice
772 | Physical Support | Philadelphia collar (cervical) | Intended to be used in cervical fracture to support neck bones and ligaments by restricting the movement of the neck muscles | Class A (non-sterile and non-measuring) | ListOfApprovedRiskNSSMDevice
773 | General Hospital/Orthopedics | Phototherapy eye protector, reusable | Intended to cover and protect the eyes of a patient or user from potentially harmful rays [e.g., ultraviolet (UV)] to which parts, or all, of their body is intentionally exposed during light therapy treatment. | Class A (non-sterile and non-measuring) | ListOfApprovedRiskNSSMDevice
774 | General Hospital/Orthopedics | Phototherapy eye protector, single-use | A non-sterile device intended to cover and protect the eyes of a patient from potentially harmful rays [e.g., ultraviolet (UV)] to which their body is intentionally exposed during light therapy treatment. | Class A (non-sterile and non-measuring) | ListOfApprovedRiskNSSMDevice
775 | Pediatrics and Neonatology | Phototherapy infant blanket | A piece of fabric, made from ultraviolet (UV) light transmittable material, intended to be used to wrap a newborn/infant during UV phototherapy for the treatment of neonatal jaundice (neonatal hyperbilirubinemia) to enable therapeutic light to pass through to the patient while simultaneously providing comfort. This does not have a therapeutic function. | Class A (non-sterile and non-measuring) | ListOfApprovedRiskNSSMDevice
776 | Rehabilitation | Physical therapy table, line powered | Intended to facilitate functional training of patients/subjects with loss of lower extremity, upper extremity or core functionality, caused by conditions of orthopedic, musculoskeletal, neurological, or other origin by providing muscular load in combination with visual feedback. | Class A (non-sterile and non-measuring) | ListOfApprovedRiskNSSMDevice
777 | General Hospital/Orthopedics | Plaster instruments/plaster saw | An instrument intended to cut or shave or put plaster. | Class A (non-sterile and non-measuring) | ListOfApprovedRiskNSSMDevice
778 | General Hospital/Orthopedics | Plaster of Paris bandage | It is intended for support of fractured body part. | Class A (non-sterile and non-measuring) | ListOfApprovedRiskNSSMDevice
779 | General Hospital/Orthopedics | Plaster spreader | Intended to separate and spread hardened plaster. | Class A (non-sterile and non-measuring) | ListOfApprovedRiskNSSMDevice
780 | Dermatological and Plastic Surgery | Plastic surgery osteotome, reusable | A hand-held, manual surgical instrument intended to cut and/or shape small bones and/or cartilage during plastic surgery. This is a non-measuring, reusable device intended to be sterilized prior to use. | Class A (non-sterile and non-measuring) | ListOfApprovedRiskNSSMDevice
781 | Ophthalmology | Pleoptophor | Intended for use during the treatment of eccentric eye fixation (casts in the eye) by dazzling the perimacular retina, thereby relatively enhancing the visual capabilities of the fovea. | Class A (non-sterile and non-measuring) | ListOfApprovedRiskNSSMDevice
782 | Rehabilitation | Pneumatic external knee joint | Intended to replace knee joint in persons with lower limb amputation and connecting to above knee prosthesis | Class A (non-sterile and non-measuring) | ListOfApprovedRiskNSSMDevice
783 | Physical Support | Pneumatic stander | Intended to support and lift a disabled (paraplegic) patient to an upright standing position to provide the health benefits associated with standing (e.g., improved breathing, circulation, digestion, and flexibility) it is not intended to facilitate gait. | Class A (non-sterile and non-measuring) | ListOfApprovedRiskNSSMDevice
784 | Physical Support | Pneumatic walker boot | A boot-like wearable non-powered device intended to provide pneumatic compression and support to the ankle joint. | Class A (non-sterile and non-measuring) | ListOfApprovedRiskNSSMDevice
785 | Ophthalmology | Polatest | Intended for evaluating hidden (latent) squinting, i.e., when the patient is not aware of the condition, and also when it cannot be seen. | Class A (non-sterile and non-measuring) | ListOfApprovedRiskNSSMDevice
786 | General Hospital/Orthopedics | Portable system mount | Intended to be fixed vertically within a clinical setting to enable the easy and secure mounting of a portable medical device. | Class A (non-sterile and non-measuring) | ListOfApprovedRiskNSSMDevice
787 | Physical Support | Positioning aid system, assistive | A dedicated mattress system intended for the disabled person allowing various positions to be maintained with the aid of positioning aids. It may also be designed to allow air flow to reduce sweating/heat and therefore the possibility of spasm. It is not a therapeutic device. | Class A (non-sterile and non-measuring) | ListOfApprovedRiskNSSMDevice
788 | Obstetrical and Gynecological | Postpartum maternity belt | It is intended to help reduce swelling, provide support to the lower back and abdominal muscles, and promote healing after delivery. | Class A (non-sterile and non-measuring) | ListOfApprovedRiskNSSMDevice
789 | Physical Support | Postsurgical head/neck garment | It is a wearable contoured cranial cover intended for the restoration or augmentation of cosmetic appearance in patients with bony defects of the cranium. | Class A (non-sterile and non-measuring) | ListOfApprovedRiskNSSMDevice
790 | Ophthalmology | Postsurgical transparent eye shield, vented | A device intended to be worn over the eye to protect the eye while allowing the wearer to see, typically following ophthalmic surgery. It is designed as a transparent self-adhesive dome which includes vent holes to allow air to circulate around the eye. This is a single-use, non-sterile device. | Class A (non-sterile and non-measuring) | ListOfApprovedRiskNSSMDevice
791 | Physical Support | Power wheelchair | Intended to aid in mobility of individuals with physical disability, lack of senses in lower extremities and having difficulty in walking. | Class A (non-sterile and non-measuring) | ListOfApprovedRiskNSSMDevice
792 | Physical Support | Power-assisted foot/hand- propelled tricycle | Power assisted foot/hand propelled tricycle intended specifically for use by people with disabilities. | Class A (non-sterile and non-measuring) | ListOfApprovedRiskNSSMDevice
793 | Operation Theatre | Powered general-purpose operation table | A general-purpose, electrically- or battery- powered adjustible table intended to support a patient during many types of surgical interventions. | Class A (non-sterile and non-measuring) | ListOfApprovedRiskNSSMDevice
794 | Ophthalmology | Prefabricated/Mass- produced prescription spectacles | A prefabricated ophthalmic device consisting of a spectacle frame with a pair of optical spectacle lenses (typically made of plastic or glass, also known as eyeglasses) intended to be worn over the eyes to provide refractive corrections to eyesight conditions such as presbyopia or refractive ametropia (myopia, hyperopia and astigmatism). The lenses may be tinted to protect the eyes from bright light and radiation. | Class A (non-sterile and non-measuring) | ListOfApprovedRiskNSSMDevice
795 | General Hospital/Orthopedics | Professional examination gown, non-sterile | Intended to be worn by healthcare providers, sometimes over scrub suits, while examining patients to protect both the patient and staff from the transfer of contaminants such as microorganisms or body fluids. This is a reusable device. | Class A (non-sterile and non-measuring) | ListOfApprovedRiskNSSMDevice
796 | Pediatrics and Neonatology | Proprioceptive nest | Intended to give physical support and provide age-appropriate proprioceptive stimulation as well as comfort, sense of security, and tactile stimulation to pre-term babies. | Class A (non-sterile and non-measuring) | ListOfApprovedRiskNSSMDevice
797 | Rehabilitation | Prosthetic external arm, non- powered | A non-powered, mechanical device intended to be used as an external prosthesis for upper limb distal to shoulder joint by patients with upper limb loss or deficiency. | Class A (non-sterile and non-measuring) | ListOfApprovedRiskNSSMDevice
798 | Rehabilitation | Prosthetic external foot (Winged Foot) | A non-powered, mechanical device intended for persons with a lower-limb amputation to restore lost mobility. | Class A (non-sterile and non-measuring) | ListOfApprovedRiskNSSMDevice
799 | Rehabilitation | Prosthetic external foot, pediatric | A non-powered, mechanical device intended for children with a lower-limb amputation to restore lost mobility. | Class A (non-sterile and non-measuring) | ListOfApprovedRiskNSSMDevice
800 | Urology | Protective garment for Incontinence | A specially-designed device Intended to collect an incontinent patients urine and excreta. It is not a diaper intended for children. | Class A (non-sterile and non-measuring) | ListOfApprovedRiskNSSMDevice
801 | General Hospital/Orthopedics | Psychiatric physical restraint | Intended for use in psychiatric wards and other hospital environments to secure patient to chair, wheelchair, bed etc. to prevent self-harm or injuries to the health care professional handling the patient. | Class A (non-sterile and non-measuring) | ListOfApprovedRiskNSSMDevice
802 | Personal protective equipment | Public respirator (2 ply, 3 ply face mask) | A non-sterile filtering mask intended to be placed over the nose and mouth of a member of the general public to permit normal breathing while protecting the wearer from exposure to pathogenic biological airborne particulates during a public health medical emergency. | Class A (non-sterile and non-measuring) | ListOfApprovedRiskNSSMDevice
803 | Rehabilitation | Pulmonary exerciser | The device is a handheld device that is intended to improve expiratory/exhalation and inspiratory/inhalation muscle strength for the enhancement of breathing, coughing, swallow, voice and fitness. | Class A (non-sterile and non-measuring) | ListOfApprovedRiskNSSMDevice
804 | Ophthalmology | Pupillograph | Intended for recording the response of the pupil to reflected light for ophthalmic diagnostic purposes. | Class A (non-sterile and non-measuring) | ListOfApprovedRiskNSSMDevice
805 | Personal Protective Equipment | Radiation face protector | Intended to protect the face and eyes of medical personnel and other personnel from unnecessary exposure to primary radiation and scattered radiation associated with diagnosis and treatment. | Class A (non-sterile and non-measuring) | ListOfApprovedRiskNSSMDevice
806 | Personal Protective Equipment | Radiation protection apron | Intended to protect the patient, the operator, and other personnel from radiation exposure during a medical or dental procedure. | Class A (non-sterile and non-measuring) | ListOfApprovedRiskNSSMDevice
807 | Personal Protective Equipment | Radiation protection blanket | Intended to protect specific body parts of the patient, operator, and other personnel from unnecessary radiation exposure in medical/dental procedures for diagnosis and treatment. | Class A (non-sterile and non-measuring) | ListOfApprovedRiskNSSMDevice
808 | Personal Protective Equipment | Radiation protection cap | Intended to protect the head of the operator and other personnel from unnecessary exposure to primary radiation and scattered radiation associated with medical procedures for diagnosis and treatment. | Class A (non-sterile and non-measuring) | ListOfApprovedRiskNSSMDevice
809 | Personal Protective Equipment | Radiation protection collar | Intended to protect the neck or thyroid of the patient, the operator, and other personnel from unnecessary radiation exposure in medical/dental procedures for diagnosis and treatment. | Class A (non-sterile and non-measuring) | ListOfApprovedRiskNSSMDevice
810 | Personal Protective Equipment | Radiation protection gloves | Intended for complete protection of the hands of the operator and other personnel from unnecessary exposure to primary radiation and scattered radiation associated with diagnosis and therapeutic measures. | Class A (non-sterile and non-measuring) | ListOfApprovedRiskNSSMDevice
811 | Personal Protective Equipment | Radiation protection goggles | Intended to protect the eyes of the operator and other personnel from unnecessary exposure to primary radiation and scattered radiation associated with medical/dental procedures for diagnosis and treatment. | Class A (non-sterile and non-measuring) | ListOfApprovedRiskNSSMDevice
812 | Personal Protective Equipment | Radiation protection mitten | Intended to protect the hands of the operator and other personnel from unnecessary exposure to primary radiation and scattered radiation associated with diagnosis and therapeutic measures. | Class A (non-sterile and non-measuring) | ListOfApprovedRiskNSSMDevice
813 | Interventional and Radiology | Radiographic film illuminator/X-ray LED view panel/ view box | Intended to be used to illuminate and view medical radiographs, including X-ray, CT, MRI, ultrasound, etc. It does not have additional functional uses. | Class A (non-sterile and non-measuring) | ListOfApprovedRiskNSSMDevice
814 | Interventional and Radiology | Radiographic film marking system/ Radiographic film marker, noninvasive, reusable | A radiographic film marking system is a device intended for medical purposes to add identification and other information onto radiographic film by means of exposure to visible light. It is not a ruler. | Class A (non-sterile and non-measuring) | ListOfApprovedRiskNSSMDevice
815 | Interventional and Radiology | Radiographic film processor, automatic | It transports dental x-ray film from one solution to the next in the film developing process without any manual labour except the insertion of the film/cassette. | Class A (non-sterile and non-measuring) | ListOfApprovedRiskNSSMDevice
816 | Interventional and Radiology | Radiographic film, non- screen | Intended to record images during diagnostic radiologic procedures. | Class A (non-sterile and non-measuring) | ListOfApprovedRiskNSSMDevice
817 | Interventional and Radiology | Radiographic grid/X-ray grid/Anti-scatter grid | A device intended to be placed between the patient and the image receptor to reduce the amount of scattered radiation reaching the image receptor. | Class A (non-sterile and non-measuring) | ListOfApprovedRiskNSSMDevice
818 | Interventional and Radiology | Radiographic head holder | Intended to position the patients head during a radiographic procedure. | Class A (non-sterile and non-measuring) | ListOfApprovedRiskNSSMDevice
819 | Interventional and Radiology | Radiographic intensifying screen | It is intended to be used to reduce the X-ray dose to the patient and to allow for shorter exposure times to reduce motion artefact on exposed film. | Class A (non-sterile and non-measuring) | ListOfApprovedRiskNSSMDevice
820 | Interventional and Radiology | Radiographic/X-ray cassette holder (wall-mounted/ceiling mounted/floor standing) | Intended to be used as a support to hold and position radiographic cassettes (not included) for a radiographic exposure for medical use. | Class A (non-sterile and non-measuring) | ListOfApprovedRiskNSSMDevice
821 | Interventional and Radiology | Radiologic patient cradle | Intended to be used for rotational positioning about the longitudinal axis of a patient during radiologic procedures. | Class A (non-sterile and non-measuring) | ListOfApprovedRiskNSSMDevice
822 | Interventional and Radiology | Radiologic table | Intended for medical purposes to support a patient during radiologic procedures. | Class A (non-sterile and non-measuring) | ListOfApprovedRiskNSSMDevice
823 | Radiotherapy | Radiological breast positioning device, wearable | The device is intended to aid in supporting adolescent and adult patients undergoing radiation therapy including electron, photon, and proton treatments. The device is also used during image acquisition to support treatment planning. | Class A (non-sterile and non-measuring) | ListOfApprovedRiskNSSMDevice
824 | Interventional and Radiology | Radionuclide test pattern phantom | A radionuclide test pattern phantom is intended to serve as a test object for evaluating a performance characteristic of an imaging device. | Class A (non-sterile and non-measuring) | ListOfApprovedRiskNSSMDevice
825 | Physical Support | Reciprocating walking frame | Intended to be used a walking aid by people with physical disabilities or poor balance. | Class A (non-sterile and non-measuring) | ListOfApprovedRiskNSSMDevice
826 | Physical Support | Reclining wheelchair | A walking aid that reclines enabling the person to change positions from sitting to lying down. | Class A (non-sterile and non-measuring) | ListOfApprovedRiskNSSMDevice
827 | Gastroenterology | Rectal dilator, reusable | Intended to dilate the anal sphincter and canal when the size of the anal opening may interfere with its function. This is a reusable device. | Class A (non-sterile and non-measuring) | ListOfApprovedRiskNSSMDevice
828 | Gastroenterology | Rectal speculum, reusable | A hand-held manual surgical instrument intended to be used to expand or stretch the rectal orifice/canal after it is inserted and opened. The instrument is used for examination or for the insertion of other instrumentation. This is a reusable device. | Class A (non-sterile and non-measuring) | ListOfApprovedRiskNSSMDevice
829 | Gastroenterology | Rectoscope/proctoscope handle | Intended to be used as a handle to hold a rectoscope or proctoscope (not included) during an examination procedure. | Class A (non-sterile and non-measuring) | ListOfApprovedRiskNSSMDevice
830 | Gastroenterology | Rectosocope/proctoscope handle end-cap | Intended to be fitted to the proximal end of the handle of a rectoscope or proctoscope (not included) during an examination procedure to provide an airtight seal so that air can be pumped through the scope to inflate the bowel. | Class A (non-sterile and non-measuring) | ListOfApprovedRiskNSSMDevice
831 | General Hospital/Orthopedics | Rescue blanket/ Emergency Heat loss prevention blanket | A non-powered device intended to keep a person warm and/or to prevent the further loss of body heat in emergency/rescue situations. | Class A (non-sterile and non-measuring) | ListOfApprovedRiskNSSMDevice
832 | Operation Theatre | Retractor holder, reusable | Intended for mounting of surgical retractors. | Class A (non-sterile and non-measuring) | ListOfApprovedRiskNSSMDevice
833 | Operation Theatre | Retractor, abdominal, reusable | A surgical instrument intended for separating the edges of an abdominal incision to expose or access organs or tissues to permit examination or intervention. This is a reusable device intended for transient use only. | Class A (non-sterile and non-measuring) | ListOfApprovedRiskNSSMDevice
834 | Cardiovascular | Retractor, cardiovascular, reusable | A manual surgical instrument intended for use in cardiothoracic surgery to support stabilisation and positioning of various anatomical structures. It is not intended for use in CABG procedure and/or retraction of incisions in the heart. This is a reusable device intended for transient use. | Class A (non-sterile and non-measuring) | ListOfApprovedRiskNSSMDevice
835 | ENT | Retractor, ear/nose/throat, reusable | A manual surgical instrument intended for separating or drawing aside the margins of a surgical incision made during ear/nose/throat (ENT) surgery or various structures of these anatomical locations. This is a reusable device for transient use only. | Class A (non-sterile and non-measuring) | ListOfApprovedRiskNSSMDevice
836 | Operation Theatre | Retractor, laminectomy, reusable | A reusable, manual surgical instrument intended to separate the margins of an incision to permit excision of the lamina of the vertebral posteria arch. This is a reusable device intended for transient use only. | Class A (non-sterile and non-measuring) | ListOfApprovedRiskNSSMDevice
837 | General Hospital/Orthopedics | Retractor, orthopaedic, reusable | A hand-held, manual surgical instrument intended to be used to separate and/or draw back, or separate, tissues to permit access to skeletal structures for examination or intervention. This is a reusable device intended for transient use. | Class A (non-sterile and non-measuring) | ListOfApprovedRiskNSSMDevice
838 | Dermatological and Plastic Surgery | Retractor, plastic surgery, reusable | A reusable manual surgical instrument intended for use in plastic surgery for separating tissue or other anatomical parts to expose or access organs or tissues. This is a reusable device intended for transient use only. | Class A (non-sterile and non-measuring) | ListOfApprovedRiskNSSMDevice
839 | Dermatological and Plastic Surgery | Reusable dermatome blade | A blade that is a component of a dermatome intended to harvest the skin graft. This device is reusable after sterilization. | Class A (non-sterile and non-measuring) | ListOfApprovedRiskNSSMDevice
840 | Operation Theatre | Reusable Surgical file | A manually operated, hand-held surgical instrument intended to smooth out, grind off, or sever tissues. This is a reusable device intended for transient use. | Class A (non-sterile and non-measuring) | ListOfApprovedRiskNSSMDevice
841 | Dental | Reverse-image mirror, dental | A device intended to be placed at the back of the teeth while taking image for dental examination purposes. | Class A (non-sterile and non-measuring) | ListOfApprovedRiskNSSMDevice
842 | Physical Support | Rib belt | Intended for providing support and compression to the ribcage and relief from rib pain and discomfort, especially after injuries or surgeries, supporting breathing and coughing during recovery, and preventing rib injuries in certain sports or physically demanding professions. | Class A (non-sterile and non-measuring) | ListOfApprovedRiskNSSMDevice
843 | Operation Theatre | Rib rongeur, reusable | A hand-held manual surgical instrument intended to cut and shorten rib bones, and round the rib stumps, during a surgical intervention. This is a reusable device. | Class A (non-sterile and non-measuring) | ListOfApprovedRiskNSSMDevice
844 | Anesthesiology | Rigid non-bladed video intubation laryngoscope, reusable | A non-sterile device intended to facilitate the positioning of an endotracheal (ET) tube prior to the delivery of inhalation anaesthesia and/or ventilation. This is a reusable device intended to be sterilized prior to use. | Class A (non-sterile and non-measuring) | ListOfApprovedRiskNSSMDevice
845 | Physical Support | Rollator /Wheeled-walker mobility aid | Intended as a walking aid for balance and stability in individuals with limited mobility. | Class A (non-sterile and non-measuring) | ListOfApprovedRiskNSSMDevice
846 | Dental | Rubber dam frame | A flexible border intended to hold a rubber dam in a stretched state to improve access to the field of operation. This is a reusable device. | Class A (non-sterile and non-measuring) | ListOfApprovedRiskNSSMDevice
847 | Dental | Rubber dam punch | A hand-held dental instrument intended to place holes in rubber dam material to permit the passage of the dam over the crowns of the teeth. This is a reusable device. | Class A (non-sterile and non-measuring) | ListOfApprovedRiskNSSMDevice
848 | Dental | Rubber dam, non-latex | A dental device made of elastomeric synthetic material (e.g., silicone) that is punched with holes and placed over the teeth during dental procedure for uses such as: 1) to isolate the field of operation from the rest of the oral cavity 2) to eliminate saliva 3) to prevent the patient swallowing liquid/dental material 4) to protect soft tissue from harmful solutions and 5) to reduce risk of infection. | Class A (non-sterile and non-measuring) | ListOfApprovedRiskNSSMDevice
849 | Operation Theatre | Sacroiliac joint transarticular fixation/ Arthrodesis kit, reusable | A collection of hand-held, manual, non- measuring surgical instruments and devices intended to be used for the implantation of a sacroiliac joint transarticular fixation/arthrodesis implant during a minimally-invasive procedure. It typically consists of a tray, pin sleeves, drill sleeves, drill bits, broaches, a parallel pin guide, handles, slide hammer shafts, impactors, and a removal/adaptor tool. The implant(s) is not included. This is a reusable device intended for transient use. | Class A (non-sterile and non-measuring) | ListOfApprovedRiskNSSMDevice
850 | Operation Theatre | Scalp clip applier, reusable | A hand-held, manually-operated, surgical instrument intended for the application (the attachment) of nonimplantable, single-use scalp clips (not included) to the margins of a scalp wound/incision during a surgical intervention on the cranium/scalp. This is a reusable device. | Class A (non-sterile and non-measuring) | ListOfApprovedRiskNSSMDevice
851 | Operation Theatre | Scalp clip forceps, reusable | A hand-held, manually-operated, surgical instrument intended to manually apply and remove haemostatic scalp clips (not included) from the scalp during or after a surgical intervention on the cranium/scalp. This is a reusable device. | Class A (non-sterile and non-measuring) | ListOfApprovedRiskNSSMDevice
852 | Operation Theatre | Scalpel blade remover, non- sterile | Intended to assist the removal of used/blunt blades from a scalpel handle during a surgical procedure. | Class A (non-sterile and non-measuring) | ListOfApprovedRiskNSSMDevice
853 | Operation Theatre | Scalpel, reusable | A hand-held manual surgical instrument intended to manually cut or dissect tissue. This is a reusable device intended for transient use. | Class A (non-sterile and non-measuring) | ListOfApprovedRiskNSSMDevice
854 | Dental | Scissors, dental, collar/crown, reusable | A hand-held dental instrument intended to cut dental metal bands. This is a reusable device. | Class A (non-sterile and non-measuring) | ListOfApprovedRiskNSSMDevice
855 | Dental | Scissors, dental, surgical tissue/ Dental surgical scissors, reusable | A hand-held dental instrument intended to cut oral tissue during a dental surgical procedure. This is a reusable device for transient use. | Class A (non-sterile and non-measuring) | ListOfApprovedRiskNSSMDevice
856 | ENT | Scissors, ear/ Alligator scissors, reusable | A long, thin, hand-held manual surgical instrument intended to cut tissue during ear surgery it is not intended for insertion through an endoscope. This is a reusable device for transient use. | Class A (non-sterile and non-measuring) | ListOfApprovedRiskNSSMDevice
857 | Operation Theatre | Scissors, general-purpose, reusable | A hand-held manual surgical instrument intended to cut/dissect a variety of tissues during open surgery and having no dedication to a specific anatomy or clinical use it might in addition be intended for cutting materials associated with surgery (e.g., sutures). This is a reusable device. Not intended for direct contact with central circulatory/central nervous system. | Class A (non-sterile and non-measuring) | ListOfApprovedRiskNSSMDevice
858 | Obstetrical and Gynecological | Scissors, gynaecological, reusable | A hand-held manual surgical instrument intended to cut tissues during a gynaecological surgical procedure it is not intended for obstetric use. This is a reusable device for transient use. | Class A (non-sterile and non-measuring) | ListOfApprovedRiskNSSMDevice
859 | General Hospital/Orthopedics | Scissors, orthopaedic, reusable | A manual, hand-held surgical instrument intended to cut bone or cartilage tissue during orthopaedic surgery. This is a reusable device for transient use. | Class A (non-sterile and non-measuring) | ListOfApprovedRiskNSSMDevice
860 | Dermatological and Plastic Surgery | Scissors, plastic surgery, reusable | A hand-held, manual instrument intended to cut tissue during plastic surgery. This is a reusable device intended for transient use. | Class A (non-sterile and non-measuring) | ListOfApprovedRiskNSSMDevice
861 | Gastroenterology | Scissors, rectal, reusable | A hand-held, manual instrument intended to cut tissue during rectal surgery. This is a reusable device intended for transient use. | Class A (non-sterile and non-measuring) | ListOfApprovedRiskNSSMDevice
862 | Operation Theatre | Scissors, suture, reusable | A hand-held surgical instrument used during surgery to cut suture or ligature material, i.e., to divide lengths or remove excessive/unwanted ends. It is not a dedicated ophthalmic device. This is a reusable device. | Class A (non-sterile and non-measuring) | ListOfApprovedRiskNSSMDevice
863 | Operation Theatre | Scissors, thoracic, reusable | A hand-held, manual surgical instrument intended to cut tissue located in the thoracic cavity. This is a reusable device intended to be sterilized prior to use. | Class A (non-sterile and non-measuring) | ListOfApprovedRiskNSSMDevice
864 | ENT | Scissors, tonsil, reusable | A hand-held surgical instrument intended to cut tonsil tissue during ear/nose/throat (ENT) surgery. This is a reusable device intended for transient use. | Class A (non-sterile and non-measuring) | ListOfApprovedRiskNSSMDevice
865 | Obstetrical and Gynecological | Scissors, umbilical cord, reusable | A hand-held manual surgical instrument intended specifically to cut the umbilical cord after birth. This is a transient-use, reusable device. | Class A (non-sterile and non-measuring) | ListOfApprovedRiskNSSMDevice
866 | ENT | Scissors, wire cutting, ENT | A hand-held manual surgical instrument intended to cut wire used to construct ossicular replacements. This is a reusable device. | Class A (non-sterile and non-measuring) | ListOfApprovedRiskNSSMDevice
867 | Ophthalmology | Sclerotome, reusable | A hand-held manual ophthalmic surgical instrument intended to be used to incise the sclera during a sclerotomy. This is a transient- use reusable device. | Class A (non-sterile and non-measuring) | ListOfApprovedRiskNSSMDevice
868 | General Hospital/Orthopedics | Scoop stretcher | Intended to transfer a trauma patient and reduce the chance of undesirable movement of injured areas. | Class A (non-sterile and non-measuring) | ListOfApprovedRiskNSSMDevice
869 | Operation Theatre | Screw extractor, reusable | A hand-held manual surgical tool intended to remove damaged implanted screws. This is a non-measuring, reusable device intended for transient use. | Class A (non-sterile and non-measuring) | ListOfApprovedRiskNSSMDevice
870 | General Hospital/Orthopedics | Screw-extraction orthopedic reamer, reusable | A surgical tool intended for overdrilling, gripping, and extracting an implanted surgical screw shaft when the screw head has become defective or detached, or the shaft has broken. This is a reusable device. This does not have a measuring function. | Class A (non-sterile and non-measuring) | ListOfApprovedRiskNSSMDevice
871 | ENT | Self-retaining ear speculum, reusable | A hand-held manual instrument intended for expanding or stretching the tissue around the ear orifice when inserted and opened, typically during ear/nose/throat (ENT) intervention. It does not have any additional features/intended purposes and cannot connect to high-risk active devices. This is a reusable device. | Class A (non-sterile and non-measuring) | ListOfApprovedRiskNSSMDevice
872 | Operation Theatre | Self-retaining surgical retractor, reusable | A hand-operated, self-retaining, surgical instrument intended to be used to separate/draw aside the margins of a wound/incision to allow access to tissues/organs during open surgery it is not intended to retract the ribs and is not dedicated to ophthalmic surgery. This is a reusable device intended for transient use only. | Class A (non-sterile and non-measuring) | ListOfApprovedRiskNSSMDevice
873 | Rehabilitation | Shaped ankle wedge prosthesis, adult | Intended to be used as external artificial joint that is designed to replace the ankle joint in adults. | Class A (non-sterile and non-measuring) | ListOfApprovedRiskNSSMDevice
874 | Rehabilitation | Shaped ankle wedge prosthesis, pediatric | Intended to be used as external artificial joint that is designed to replace the ankle joint in children | Class A (non-sterile and non-measuring) | ListOfApprovedRiskNSSMDevice
875 | Operation Theatre | Sharp surgical instrument counting tray/pad | A device intended to be used in the operating room (OR) by staff to maintain the count of various sharp surgical instruments (e.g., needles, blades, scissors) to prevent instruments from being inadvertently left in a patient it may in addition be used for temporary storage of instruments during surgery. | Class A (non-sterile and non-measuring) | ListOfApprovedRiskNSSMDevice
876 | General Hospital/Orthopedics | Sharps collection container | A hard-walled container intended for the safe deposit and collection of biologically or chemically contaminated used sharps (e.g., needles, lancets, scalpel blades, cannula) that present a hazard to a healthcare worker or patient if they were to inadvertently have bodily contact with the device and cause themselves an injury. It is intended to be incinerated and disposed when filled. | Class A (non-sterile and non-measuring) | ListOfApprovedRiskNSSMDevice
877 | Respiratory | Shield, resuscitation | To minimise tissue contact and exchange of fluids between parties during mouth to mouth resuscitation. | Class A (non-sterile and non-measuring) | ListOfApprovedRiskNSSMDevice
878 | Physical Support | Shoulder immobilizer | Intended to temporarily immobilize or limit abduction of the shoulder joint to support healing of an injury or a surgical wound. | Class A (non-sterile and non-measuring) | ListOfApprovedRiskNSSMDevice
879 | Rehabilitation | Shoulder wheel | A non-powered device intended for use to perform resistance exercises to improve range of motion and relieve pain in patients (intended for hospital use). | Class A (non-sterile and non-measuring) | ListOfApprovedRiskNSSMDevice
880 | Rehabilitation | Silicone prosthetic ear | Intended to adhere to the skin as an artificial external ear using safe, biocompatible glue for patients born with microtia and other birth differences such as Treacher Collins or Goldenhar syndrome as well as those who have suffered traumatic injury or undergone cancer resection surgery. | Class A (non-sterile and non-measuring) | ListOfApprovedRiskNSSMDevice
881 | Rehabilitation | Silicone prosthetic nose | Intended to restore normal contour and improve function for patients who have experienced partial or total loss of their nose to traumatic injury, disease or due to surgical removal of the nose (rhinectomy). | Class A (non-sterile and non-measuring) | ListOfApprovedRiskNSSMDevice
882 | Pain Management | Single-chamber venous compression system garment | These garments are intended for use with a single-chamber venous compression system (not included) in preventing deep vein thrombosis (DVT) as well as the treatment of edema secondary to venous insufficiency. | Class A (non-sterile and non-measuring) | ListOfApprovedRiskNSSMDevice
883 | Pain Management | Sitz bath chair | Intended to support a person in sitting position for external hydrotherapy to relieve pain or pruritus and to accelerate the healing of inflamed or traumatized tissues of the perianal and perineal areas. | Class A (non-sterile and non-measuring) | ListOfApprovedRiskNSSMDevice
884 | Pain management | Sitz bath kit | A collection of non-sterile devices and supplies intended to be used for the administration of Sitz bath external hydrotherapy to maintain patient hygiene and to alleviate pain and discomfort caused by haemorrhoids, uterine cramps, labour, and/or other diseases of the pelvic, abdominal and perineal area. It typically consists of a basin (e.g., a rigid plastic basin), an irrigation set with a bag, tubing, clamps and towels. | Class A (non-sterile and non-measuring) | ListOfApprovedRiskNSSMDevice
885 | Pain Management | Sitz bath, non-powered | A non-powered device Intended to be filled with heated water for use in external hydrotherapy to relieve pain or pruritus and to accelerate the healing of inflamed or traumatized tissues of the perianal and perineal areas. | Class A (non-sterile and non-measuring) | ListOfApprovedRiskNSSMDevice
886 | General Hospital/Orthopedics | Skin abrasion file/ Podiatric bur, reusable | Intended to be used by a podiatrist for debridement of thickened nails and callus. | Class A (non-sterile and non-measuring) | ListOfApprovedRiskNSSMDevice
887 | General Hospital/Orthopedics | Skin adhesive protective material | Intended to protect healthy skin from friction during removal of tapes and films. It provides a thin protective layer on the skin and helps tape and film adhesion. | Class A (non-sterile and non-measuring) | ListOfApprovedRiskNSSMDevice
888 | Dermatological and Plastic Surgery | Skin graft mesher, reusable | A manually operated device intended to perforate and stretch the donor skin graft with a pattern of lacerations before the skin is grafted to the patient. This is a reusable device. | Class A (non-sterile and non-measuring) | ListOfApprovedRiskNSSMDevice
889 | Operation Theatre | Skin marker guide | A non-sterile device intended to be used as a guide to create markings on the skin surface with a drawing skin marker, typically to outline a surgical incision site or for dermatology applications. | Class A (non-sterile and non-measuring) | ListOfApprovedRiskNSSMDevice
890 | Operation Theatre | Skin marking transfer paper | A non-sterile, non-invasive device intended to transfer a grid of ink dots onto the skin surface to assist a clinical procedure. This is a single-use device. | Class A (non-sterile and non-measuring) | ListOfApprovedRiskNSSMDevice
891 | General Hospital/Orthopedics | Skin pressure protectors | Intended to reduce pressure on the skin over a bony prominence to reduce the likelihood of the patients developing decubitus ulcers (bedsores) | Class A (non-sterile and non-measuring) | ListOfApprovedRiskNSSMDevice
892 | Operation Theatre | Skin staple remover, reusable | A hand-held manual surgical instrument intended to be used to remove skin staples from a wound or incision that no longer requires stapling to stay closed. This is a reusable device. | Class A (non-sterile and non-measuring) | ListOfApprovedRiskNSSMDevice
893 | General Hospital/Orthopedics | Skin traction kit | It is intended to provide traction for fractured femur. | Class A (non-sterile and non-measuring) | ListOfApprovedRiskNSSMDevice
894 | General Hospital/Orthopedics | Skin-cover sealant/Synthetic polymer liquid barrier cream | This is a non-cytotoxic liquid skin barrier film for intact skin only intended to form a transparent flexible film to prevent skin irritation caused by moisture e.g. urine, friction from bedding or by adhesive products, etc. Intended for intact skin. This does not contain pharmaceuticals and not intended for use on wounds or for any therapeutic purposes. | Class A (non-sterile and non-measuring) | ListOfApprovedRiskNSSMDevice
895 | Obstetrical and Gynecological | Skull plate anvil, reusable | A non-powered surgical instrument intended to form alterable skull plates in the proper shape to fit the curvature of a patients skull. This is a reusable device. | Class A (non-sterile and non-measuring) | ListOfApprovedRiskNSSMDevice
896 | Ophthalmology | Slit Lamp | Intended to be used as a specialized magnifying microscope to examine the structures of the eye (including the cornea, iris, vitreous, and retina), without having a measuring function. | Class A (non-sterile and non-measuring) | ListOfApprovedRiskNSSMDevice
897 | General Hospital/Orthopedics | Snoring sensor | Intended for use in the detection of snoring, muscle movement, respiratory effort and/or airflow. It does not have a measuring function. | Class A (non-sterile and non-measuring) | ListOfApprovedRiskNSSMDevice
898 | Dental | Soft dental reliner | Intended to be used as a tissue conditioner and a reliner for short term use for removable dentures. It may be intended for professional and/or home use. | Class A (non-sterile and non-measuring) | ListOfApprovedRiskNSSMDevice
899 | Rehabilitation | Soft rehabilitation glove | Intended for rehabilitation training of patients with finger joint dysfunction. | Class A (non-sterile and non-measuring) | ListOfApprovedRiskNSSMDevice
900 | Operation Theatre | Soft-tissue surgical forceps, alligator/ Alligator forceps/Crocodile forceps, reusable | A hand-held manual surgical instrument intended to facilitate grasping and manipulation of soft- tissues/anatomical structures it is not intended for insertion through an endoscope, nor into the eye, and is not a dedicated biopsy device. This is a reusable device intended to be sterilized prior to use. | Class A (non-sterile and non-measuring) | ListOfApprovedRiskNSSMDevice
901 | Operation Theatre | Soft-tissue surgical forceps, scissors-like, reusable | A hand-held, manual, open-surgery instrument intended to grasp, manipulate, dissect, and/or clamp soft-tissues (e.g., organs, blood vessels) it is not intended for grasping/clamping bone or teeth, nor is it dedicated to ophthalmic surgery and is not a dedicated biopsy device. This is a reusable device intended to be sterilized prior to use. | Class A (non-sterile and non-measuring) | ListOfApprovedRiskNSSMDevice
902 | Operation Theatre | Soft-tissue surgical forceps, tweezers-like, reusable | A hand-held, manual, open-surgery instrument intended to facilitate grasping and manipulation of soft-tissues. It is not an electrosurgical device and not dedicated to ophthalmic surgery. This is a reusable device intended to be sterilized prior to use. | Class A (non-sterile and non-measuring) | ListOfApprovedRiskNSSMDevice
903 | Rehabilitation | Solid-ankle-cushion-heel (SACH) foot | Intended for persons with a lower-limb amputation to restore lost mobility | Class A (non-sterile and non-measuring) | ListOfApprovedRiskNSSMDevice
904 | Physical Support | Spine orthosis | An externally-applied wearable appliance intended to support and correct deformities of the spine.This is a single-patient reusable device. | Class A (non-sterile and non-measuring) | ListOfApprovedRiskNSSMDevice
905 | Dental | Spring-loaded dental mallet, reusable | A hand-operated spring-loaded device with variable power intended to be used to condense gold (Au) foil or seating dental inlays. This is a reusable device. | Class A (non-sterile and non-measuring) | ListOfApprovedRiskNSSMDevice
906 | Physical Support | Stair chair | Intended to support and transport a person with disability in a seated position up or down a set of stairs. | Class A (non-sterile and non-measuring) | ListOfApprovedRiskNSSMDevice
907 | Physical Support | Standing wheelchair | Intended as a walking aid that allows users with limited mobility to raise themselves in upright position using upper limbs. Not intended for gait training or measuring functions. | Class A (non-sterile and non-measuring) | ListOfApprovedRiskNSSMDevice
908 | General Hospital/Orthopedics | Stationary patient lift, electric | An electrically-powered, fixed assembly of devices intended to enable one person to lift and move an incapacitated patient or a person with a disability safely and with minimal physical effort within an area limited by the lifting radius of the system. Also known as a patient hoist. | Class A (non-sterile and non-measuring) | ListOfApprovedRiskNSSMDevice
909 | General Hospital/Orthopedics | Stationary patient lift, manual | A non-powered, fixed assembly of devices intended to enable one person to lift and move an incapacitated patient or a person with a disability safely and with minimal physical effort within an area limited by the lifting radius of the system. Also known as a patient hoist. | Class A (non-sterile and non-measuring) | ListOfApprovedRiskNSSMDevice
910 | General Hospital/Orthopedics | Sterilization container | A device intended to contain medical instruments during sterilization. This is a reusable device. | Class A (non-sterile and non-measuring) | ListOfApprovedRiskNSSMDevice
911 | General Hospital/Orthopedics | Sterilization/disinfection containers | Intended to hold wrapped and/or unwrapped medical/dental devices in a chemical washer/disinfector (not included) and/or sterilizer (not included) during the washing/disinfection and/or sterilization cycle(s). | Class A (non-sterile and non-measuring) | ListOfApprovedRiskNSSMDevice
912 | General Hospital/Orthopedics | Sterilizer/disinfector rack | A non-sterile rack intended to hold medical devices in a steriliser or chemical washer/disinfector (not included) during the sterilisation or washing/disinfection cycle. It may also be used to transport medical devices to and from the process and for their storage. This is a reusable device. | Class A (non-sterile and non-measuring) | ListOfApprovedRiskNSSMDevice
913 | Physical Support | Sternal binder | Intended to stabilize and support the sternum after sternotomies | Class A (non-sterile and non-measuring) | ListOfApprovedRiskNSSMDevice
914 | Ophthalmology | Strabismus ophthalmic hook/ Eye muscle hook, reusable | A hand-held manual surgical instrument intended to be used to locate and hook extraocular muscles, typically during strabismus correction surgery. It is not designed for intraocular use. This is a reusable device. | Class A (non-sterile and non-measuring) | ListOfApprovedRiskNSSMDevice
915 | Operation Theatre | Suction system filter, non- sterile | A filter intended to be used with a suction system to separate tissue from the fluid waste collected from a medical procedure. Not intended for collection/separation of allografts. | Class A (non-sterile and non-measuring) | ListOfApprovedRiskNSSMDevice
916 | Operation Theatre | Suction/irrigation system canister/bottle holder | A device intended to be used to hold a dedicated fluid or collection/specimen canister or bottle (not included) that is used within a suction and/or irrigation system. This is a reusable device. | Class A (non-sterile and non-measuring) | ListOfApprovedRiskNSSMDevice
917 | Operation Theatre | Surgeon Chair | Intended to be occupied by a surgeon in a seated position during surgical procedures to provide the surgeon with support for the back and arms. May be electric and adjustable. | Class A (non-sterile and non-measuring) | ListOfApprovedRiskNSSMDevice
918 | Operation Theatre | Surgical apparel, non-sterile | Intended to be worn by operating room personnel during surgical procedures to protect both the surgical patient and the operating room personnel from transfer of microorganisms, body fluids, and particulate. | Class A (non-sterile and non-measuring) | ListOfApprovedRiskNSSMDevice
919 | Operation Theatre | Surgical binoculars, reusable | Intended to be mounted onto a surgeon's spectacles to function as small telescope and provide a magnified image of the visual field during patient examination or surgical intervention. | Class A (non-sterile and non-measuring) | ListOfApprovedRiskNSSMDevice
920 | General Hospital/Orthopedics | Surgical brassiere | It is intended to be used as a compression device after breast surgery to prevent the formation of oedema and to support venous return and lymphatic drainage. It does not contain pharmaceutical agents. | Class A (non-sterile and non-measuring) | ListOfApprovedRiskNSSMDevice
921 | Cardiovascular | Surgical bulldog clamp, reusable | A manual surgical instrument intended to grasp, join, compress or support an organ, vessel or soft-tissue. It is commonly used for vascular clamping and is not dedicated to a specific type of non-vascular surgery. This is a reusable device intended for transient use. | Class A (non-sterile and non-measuring) | ListOfApprovedRiskNSSMDevice
922 | Operation Theatre | Surgical camera and accessories | Intended to be used to record operative procedures, without having any measuring function. | Class A (non-sterile and non-measuring) | ListOfApprovedRiskNSSMDevice
923 | Operation Theatre | Surgical camera holder | Intended to hold and position a camera, or camera system and/or other devices during surgical procedures. | Class A (non-sterile and non-measuring) | ListOfApprovedRiskNSSMDevice
924 | Operation Theatre | Surgical cap, non-sterile | Intended to protect face of patient and the operating room personnel from the transfer of micro-organisms, body fluids & particulate material. | Class A (non-sterile and non-measuring) | ListOfApprovedRiskNSSMDevice
925 | General Hospital/Orthopedics | Surgical clip rack, reusable | A device typically intended to be used as a container to hold and protect implantable clips (not included) during the sterilization process. This is a reusable device. | Class A (non-sterile and non-measuring) | ListOfApprovedRiskNSSMDevice
926 | Operation Theatre | Surgical Dilator, reusable | A hand-held manual surgical instrument intended for enlarging cavities or openings during surgical procedures. This is not intended to be be used on central-circulatory or/and central nervous system. This is a reusable device, intended for transient use. | Class A (non-sterile and non-measuring) | ListOfApprovedRiskNSSMDevice
927 | Operation Theatre | Surgical dissector, reusable | A hand-held manual surgical instrument intended to separate a soft tissue or body structure from another. This is a reusable device intended for transient use. | Class A (non-sterile and non-measuring) | ListOfApprovedRiskNSSMDevice
928 | General Hospital/Orthopedics | Surgical drill guide, reusable | A manual surgical device intended to simultaneously place, angle, and guide a surgical drill on hard tissue (e.g., bone). This is a non- measuring, reusable device intended for transient use. | Class A (non-sterile and non-measuring) | ListOfApprovedRiskNSSMDevice
929 | Ophthalmology | Surgical eye pressure shield | A non-sterile device intended to cover and mechanically protect the eyes of a patient during surgery to prevent potential ocular pressure hazards/injury associated with surgery (e.g., resulting from inadvertent pressure being applied to the eye by healthcare professionals, equipment, or due to the orientation of the patient). | Class A (non-sterile and non-measuring) | ListOfApprovedRiskNSSMDevice
930 | Personal protective equipment | Surgical gown, non-sterile/ Operating room gown | A non-sterile garment intended to be worn by health care staff over a scrub suit for surgical procedures to help protect both the patient and operating room personnel from the transfer of microorganisms, body fluids, and particulate material. This is a reusable garment. | Class A (non-sterile and non-measuring) | ListOfApprovedRiskNSSMDevice
931 | Operation Theatre | Surgical guillotine, reusable | Intended for severing tissue as a means to prevent infection/drainage of infected site. This is a reusable device. | Class A (non-sterile and non-measuring) | ListOfApprovedRiskNSSMDevice
932 | Operation Theatre | Surgical hair clippers | A hand-held electrically-powered device intended for removing long hair from the head or body of a patient prior to surgery/treatment. The device is typically operated by a healthcare professional. This is a reusable device. | Class A (non-sterile and non-measuring) | ListOfApprovedRiskNSSMDevice
933 | Operation Theatre | Surgical hair clippers blade | A non-sterile cutting component of powered surgical hair clippers intended for removal of long hair from the head or body of a patient prior to surgery/treatment. This is a single-use device. | Class A (non-sterile and non-measuring) | ListOfApprovedRiskNSSMDevice
934 | Operation Theatre | Surgical hair clippers suction system | An assembly of devices intended to be used in conjunction with hair clippers (not included) to remove cut hair through suction, typically as part of hair removal prior to surgery. | Class A (non-sterile and non-measuring) | ListOfApprovedRiskNSSMDevice
935 | Operation Theatre | Surgical hair clippers suction system tubing set | A non-sterile length of flexible tubing and associated items intended to be used with surgical hair clippers as a component of a surgical hair clippers suction system, during removal/collection of cut hair through suction, typically as part of hair removal prior to surgery. | Class A (non-sterile and non-measuring) | ListOfApprovedRiskNSSMDevice
936 | Operation Theatre | Surgical helmet system, non- sterile | A non-sterile system intended for the purpose of protecting healthcare workers and patients from cross-infection during surgery. It may have a power-supply and battery pack to drive internal ventilation. It does not contain sterile, disposable items. | Class A (non-sterile and non-measuring) | ListOfApprovedRiskNSSMDevice
937 | Operation Theatre | Surgical helmet, non-sterile | A non-powered device intended to be worn by operating room personnel (the surgeon or assisting doctors/nurses) during a surgical procedure to protect them from the transfer of microorganisms, body fluids, and particulate material which may inadvertently come into contact or splash into their face. This is a reusable device. | Class A (non-sterile and non-measuring) | ListOfApprovedRiskNSSMDevice
938 | Operation Theatre | Surgical implant handling forceps | A hand-held manual surgical instrument intended to grasp and manipulate a surgical implant (excluding sutures) during implantation it is not intended for use on tissues, is not a dental or ophthalmic device, and is not a dedicated tissue clip applier. This is a reusable device intended to be sterilized prior to use. | Class A (non-sterile and non-measuring) | ListOfApprovedRiskNSSMDevice
939 | Operation Theatre | Surgical instrument assist arm system | The device is intended to assist in maintaining spatial positioning of instruments during surgical procedures. | Class A (non-sterile and non-measuring) | ListOfApprovedRiskNSSMDevice
940 | Operation Theatre | Surgical instrument containment holder, single- use, non-sterile | A non-sterile device intended to be used in the operating room (OR) by staff to safely contain/support a delicate or sharp hand-held, manual, surgical instrument(s) [e.g., needle, scalpel, scissors] to avoid damage to the instrument during surgery and/or to enable easy transfer/handling of the instrument at reduced risk of injury. | Class A (non-sterile and non-measuring) | ListOfApprovedRiskNSSMDevice
941 | Operation Theatre | Surgical instrument handle, non-torque-limiting | A hand-held manual surgical instrument intended to attach to the proximal end of a surgical instrument (e.g., a screwdriver shaft) to allow the surgeon to perform manipulations with the instrument, such as manual rotation of a bone screw, reamer, dental implant, mucotome, or soft-tissue coring punch it does not include a torque-limiting function. This is a reusable device. | Class A (non-sterile and non-measuring) | ListOfApprovedRiskNSSMDevice
942 | Operation Theatre | Surgical instrument holder, reusable | A device intended to be used in the operating room (OR) by staff to safely contain a delicate or sharp hand-held, manual, surgical instrument(s). | Class A (non-sterile and non-measuring) | ListOfApprovedRiskNSSMDevice
943 | Operation Theatre | Surgical instrument interim- placement holder, reusable | A device intended to be used in the operating room (OR) by staff to safely hold a manual, surgical instrument(s) [e.g., needle, scalpel, scissors] when not in use during surgery, to avoid damage to the instrument, and/or for temporary storage (e.g., to enable easy transfer/handling of the instrument at reduced risk of injury). | Class A (non-sterile and non-measuring) | ListOfApprovedRiskNSSMDevice
944 | Operation Theatre | Surgical instrument rack | Intended for the safe storage and counting of used sharps during and prior to the the end of a surgical procedure. The used sharps may be held in place by foam, magnet or other mechanisms and the device can be closed securely for safe sharps disposal. | Class A (non-sterile and non-measuring) | ListOfApprovedRiskNSSMDevice
945 | Operation Theatre | Surgical knee cover | Reusable surgical cover intended to be used as a protective cover to protect the patella during knee surgery. | Class A (non-sterile and non-measuring) | ListOfApprovedRiskNSSMDevice
946 | Operation Theatre | Surgical lamp | Intended to provide visible illumination of the surgical field or the patient. | Class A (non-sterile and non-measuring) | ListOfApprovedRiskNSSMDevice
947 | Ophthalmology | Surgical lamp (ophthalmic) | Intended to serve as a cold light source for illumination of the intraocular posterior segment in optical surgery in case of vitrectomies. | Class A (non-sterile and non-measuring) | ListOfApprovedRiskNSSMDevice
948 | Operation Theatre | Surgical lens (camera accessory) | A device intended to be used with a camera, or a camera system being used during medical procedures. | Class A (non-sterile and non-measuring) | ListOfApprovedRiskNSSMDevice
949 | Operation Theatre | Surgical light/illumination system/OT lights | Intended to providing optimal light and colour rendering to aid surgery. This does not have a measuring function. | Class A (non-sterile and non-measuring) | ListOfApprovedRiskNSSMDevice
950 | Operation Theatre | Surgical mallet head, reusable | A device intended to replace the head of some types of surgical mallets and hammers. This is a reusable device. | Class A (non-sterile and non-measuring) | ListOfApprovedRiskNSSMDevice
951 | Operation Theatre | Surgical mallet/Surgical hammer, reusable | A hand-held manual surgical instrument intended to strike a surface or another device (e.g., a surgical chisel, gouge, driver) to drive it during a surgical intervention. It may also be used for autopsy. This is a reusable device. | Class A (non-sterile and non-measuring) | ListOfApprovedRiskNSSMDevice
952 | Operation Theatre | Surgical material compression device, reusable | A reusable manual instrument intended to flatten material, such as tissue, for use in a surgical procedure (e.g., tympanoplasty) after it has been flattened. | Class A (non-sterile and non-measuring) | ListOfApprovedRiskNSSMDevice
953 | Operation Theatre | Surgical microscope and accessories | Intended for use during surgery to provide a magnified view of the surgical field, without having any measuring function. | Class A (non-sterile and non-measuring) | ListOfApprovedRiskNSSMDevice
954 | Operation Theatre | Surgical probe, reusable | A hand-held, manual surgical instrument intended to explore sinuses, fistulae, and other cavities and wounds. This device is not intended to be connected to active device and does not have additional functional uses. This is a reusable device. | Class A (non-sterile and non-measuring) | ListOfApprovedRiskNSSMDevice
955 | Operation Theatre | Surgical Punch/Bone Punch, reusable | A hand-held manual surgical instrument intended to cut out (core) sections of bone, or a combination of bone and soft-tissue, during surgery. This is a reusable device intended for transient use. | Class A (non-sterile and non-measuring) | ListOfApprovedRiskNSSMDevice
956 | Operation Theatre | Surgical Retractor system blade, reusable | A component of a surgical retraction system, surgical retractor, and/or surgical instrument assist arm system intended to function as a parting edge to separate the margins of a wound/incision during a surgical procedure. This is a reusable device. It is intended for transient use. | Class A (non-sterile and non-measuring) | ListOfApprovedRiskNSSMDevice
957 | Operation Theatre | Surgical Retractor system, self-retaining | An assembly of surgical instruments/devices intended to be used to create a self-locking, self- retaining mechanism to temporarily part tissue (e.g., hold the edges of an incision open) to expose internal tissues or organs for access during open surgery it is not intended for neurosurgery/cardiac surgery, or ophthalmic surgery. This is a reusable device intended for transient use. | Class A (non-sterile and non-measuring) | ListOfApprovedRiskNSSMDevice
958 | Operation Theatre | Surgical screwdriver, reusable | A non-powered tool intended to fit into a screw head (e.g., slotted, cross/hex head) for the application of rotation to introduce/remove a screw (e.g., craniofacial bone screw, dental screw,etc.) into/from a patient in association with a surgical procedure [e.g., orthopaedic, dental, computer assisted surgery (CAS), image registration]. It may also be used to connect/disconnect a device to/from another device attached to a patient (e.g., implant component, fiducial marker). This is a non- measuring, reusable device intended for transient use. It is not intended to be connected to an active device. | Class A (non-sterile and non-measuring) | ListOfApprovedRiskNSSMDevice
959 | Operation Theatre | Surgical sleeve cover, non- sterile | It is a forearm covering intended to be worn over a scrub suit by healthcare staff during procedures to maintain hygiene and prevent cross- contamination of microorganisms, body fluids, and particulate materials between the patient and staff. | Class A (non-sterile and non-measuring) | ListOfApprovedRiskNSSMDevice
960 | Dental | Surgical torque wrench adaptor, reusable | This is a hand-held component of a surgical wrench that is intended to connect the main body of the wrench to a variety of distal end pieces (bits) and assist with the use of a torque wench in the mouth during a dental procedure. This does not have a measuring function. | Class A (non-sterile and non-measuring) | ListOfApprovedRiskNSSMDevice
961 | Operation Theatre | Surgical traction tensioner connector | A connecting/extension device intended to be fastened between a surgical traction tensioner/rod/cord and a patient-contact traction device (e.g., orthopaedic bone wire, foot boot, hand wrap/trap) for the application of adjustable pulling force (traction) to a body part (e.g., leg, arm, hand, head, pelvis). It is intended to be used during orthopedic surgery. This is a reusable device. | Class A (non-sterile and non-measuring) | ListOfApprovedRiskNSSMDevice
962 | Operation Theatre | Surgical trays | Intended to provide a suitable platform for general containment of many medical/surgical instruments and related items during a clinical procedure. | Class A (non-sterile and non-measuring) | ListOfApprovedRiskNSSMDevice
963 | Operation Theatre | Surgical video camera | A video camera intended to generate video images of surgical procedures, which are fed to a monitor screen for local or external viewing. This does not have a measuring function. | Class A (non-sterile and non-measuring) | ListOfApprovedRiskNSSMDevice
964 | Operation Theatre | Surgical/emergency suction handle | A non-sterile, noninvasive, non-powered, hand- held device intended to be connected to, and facilitate manipulation of, an appropriate cannula/tip (not included) for aspiration of body cavities, wounds, or surgical sites to facilitate observation and/or to clear an airway obstruction it is not intended for irrigation. It does not incorporate switch, valves, or buttons. | Class A (non-sterile and non-measuring) | ListOfApprovedRiskNSSMDevice
965 | Operation Theatre | Suture Needle, reusable | A non-sterile instrument intended to be used to insert and pull suture material (not included) through tissue (e.g., skin, fascia, serous, vascular, or other tissue/organ) during surgical stitching of tissues. This is a reusable device intended to be sterilized prior to use. | Class A (non-sterile and non-measuring) | ListOfApprovedRiskNSSMDevice
966 | Operation Theatre | Suturing Needle holder, reusable | A hand-held manual surgical instrument intended to grasp a suture needle when pushing/pulling the needle and attached suture through tissue during suturing. This is a reusable device. | Class A (non-sterile and non-measuring) | ListOfApprovedRiskNSSMDevice
967 | Operation Theatre | Suturing Unit, non-powered | A non-powered, hand-held device intended to pass sutures (not included) or a needle/suture assembly (not included) through tissues/prosthetic materials to facilitate suturing during an endoscopic and/or open surgical procedure. This is a reusable device. | Class A (non-sterile and non-measuring) | ListOfApprovedRiskNSSMDevice
968 | Physical Support | Swivel-walker | Intended to encompass and provide support for the body of a patient who is unable to stand unassisted, to help them move (walk) by rocking sideways (shifting their weight from side-to-side with a shoulder movement). | Class A (non-sterile and non-measuring) | ListOfApprovedRiskNSSMDevice
969 | Ophthalmology | Synoptophor | Intended for the evaluation and training of a patients binocular function. | Class A (non-sterile and non-measuring) | ListOfApprovedRiskNSSMDevice
970 | Ophthalmology | Tachistoscope | Intended to flash words or images at different speeds, for the purposes of ophthalmic diagnostic testing. | Class A (non-sterile and non-measuring) | ListOfApprovedRiskNSSMDevice
971 | General Hospital/Orthopedics | Tearable adhesive plaster | It is intended to secure dressings and for strapping on intact skin. | Class A (non-sterile and non-measuring) | ListOfApprovedRiskNSSMDevice
972 | General Hospital/Orthopedics | Tearable adhesive tape | It is intended to secure dressings and for strapping on intact skin. | Class A (non-sterile and non-measuring) | ListOfApprovedRiskNSSMDevice
973 | Pediatrics and Neonatology | Teething device, fluid-filled | A device filled with fluid (e.g., water) intended to be bitten by a patient (infant or adult) to soothe gums during the teething process. Intended for hospital use. | Class A (non-sterile and non-measuring) | ListOfApprovedRiskNSSMDevice
974 | Pediatrics and Neonatology | Teething device, non- fluid- filled | Intended to be bitten by a patient (infant or adult) to soothe gums during the teething process. Intended for hospital use. | Class A (non-sterile and non-measuring) | ListOfApprovedRiskNSSMDevice
975 | Operation Theatre | Tenotome, reusable | A hand-held, manual surgical instrument intended to cut a tendon. This is a reusable device intended for transient use. | Class A (non-sterile and non-measuring) | ListOfApprovedRiskNSSMDevice
976 | Ophthalmology | Tester, colour discrimination | Devices intended for colour vision testing. This does not have a measuring function. | Class A (non-sterile and non-measuring) | ListOfApprovedRiskNSSMDevice
977 | Urology | Testicular temperature regulation underpants | A garment that is intended to be body worn around the pelvic region to keep the testicles cool for increased spermatogenesis, as part of an fertility treatment, through ventilation features (e.g., breathable mesh) that prevent excessive insulation of the testes. This is not an active device. | Class A (non-sterile and non-measuring) | ListOfApprovedRiskNSSMDevice
978 | Physical Support | Therapeutic medical binder, general purpose | Intended for medical purposes and that can be secured by ties to support the underlying part of the body or hold a dressing in place like abdominal, breast and perineal binder. | Class A (non-sterile and non-measuring) | ListOfApprovedRiskNSSMDevice
979 | Physical Support | Therapeutic scrotal support | Intended for medical purposes to support the scrotum (the sac that contains the testicles). | Class A (non-sterile and non-measuring) | ListOfApprovedRiskNSSMDevice
980 | Radiotherapy | Thermoplastic mask for immobilization | Intended to immobilize the patient to deliver the correct radiation dose. | Class A (non-sterile and non-measuring) | ListOfApprovedRiskNSSMDevice
981 | General Hospital/Orthopedics | Thick /Thin Guide Pin, reusable | A non-sterile instrument intended to be used to facilitate precise placement of a cannulated screw during orthopaedic surgery. This is a reusable, non-measuring device intended for transient use. | Class A (non-sterile and non-measuring) | ListOfApprovedRiskNSSMDevice
982 | Physical Support | Thumb spica splint | Intended to minimize movement and provide support and comfort by stabilizing an injury of the thumb | Class A (non-sterile and non-measuring) | ListOfApprovedRiskNSSMDevice
983 | Physical Support | Toe separator | Intended to space the toes of the foot to relieve pain, pressure/friction between toes, and/or to facilitate realignment of the toes to a natural position. | Class A (non-sterile and non-measuring) | ListOfApprovedRiskNSSMDevice
984 | ENT | Tongue depressor | Intended to move the tongue to facilitate examination of surrounding organs and tissue. | Class A (non-sterile and non-measuring) | ListOfApprovedRiskNSSMDevice
985 | Operation Theatre | Tongue depressor, surgical | A hand-held surgical instrument intended to displace and maintain the tongue in a fixed position, usually by depressing it towards the floor of the mouth. The device is generally used in oral surgery (e.g., during tonsillectomy). This is a reusable device. | Class A (non-sterile and non-measuring) | ListOfApprovedRiskNSSMDevice
986 | ENT | Tongue-retaining sleep- disordered breathing orthosis | A removable intraoral device intended to alleviate sleep-disordered breathing conditions (e.g., snoring, obstructive sleep apnoea) by retention of the tongue, frequently keeping the tongue in a forward position during sleep. | Class A (non-sterile and non-measuring) | ListOfApprovedRiskNSSMDevice
987 | ENT | Tonsil knife, reusable | A hand-held, manual surgical instrument intended to be used in surgery of the anatomical features of the tonsils and their remoal. This is a reusable device. | Class A (non-sterile and non-measuring) | ListOfApprovedRiskNSSMDevice
988 | Operation Theatre | Torque Wrench, reusable | A manually operated surgical instrument intended for gripping, turning or twisting ,loosening, etc. of an object, e.g., a nut, wire, etc. This is a non- measuring, reusable device. | Class A (non-sterile and non-measuring) | ListOfApprovedRiskNSSMDevice
989 | ENT | Tracheal bistoury, reusable | A hand-held, manual surgical instrument intended for opening abscesses or slitting up sinuses and/or fistulas in the trachea. This is a reusable device. | Class A (non-sterile and non-measuring) | ListOfApprovedRiskNSSMDevice
990 | Respiratory | Tracheal surgery dilator, reusable | Intended to be used during surgical intervention of the trachea to dilate tracheal structures/passages, typically during the creation of a tracheostoma and/or for expanding the margins of a tracheostoma to assist in the insertion of a tracheostomy tube. This is a reusable device. | Class A (non-sterile and non-measuring) | ListOfApprovedRiskNSSMDevice
991 | Respiratory | Tracheostoma protector | Intended to absorb secretions and to provide protection and aesthetic coverage of the tracheostoma. | Class A (non-sterile and non-measuring) | ListOfApprovedRiskNSSMDevice
992 | Respiratory | Tracheostoma shower shield | A non-sterile, waterproof, patient-worn device intended to cover a tracheal stoma or tracheostomy tube to prevent inhalation of water during showering. | Class A (non-sterile and non-measuring) | ListOfApprovedRiskNSSMDevice
993 | Respiratory | Tracheostomy tube holder | Intended to secure a patient’s tracheostomy tube for use on pediatric (neonates, infants and children) patients. | Class A (non-sterile and non-measuring) | ListOfApprovedRiskNSSMDevice
994 | Respiratory | Tracheostomy tube lubricant | Intended to be applied by healthcare staff or a patient to the outer surface of a tracheostomy tube inner cannula to facilitate its easy sliding into the outer cannula. | Class A (non-sterile and non-measuring) | ListOfApprovedRiskNSSMDevice
995 | Respiratory | Tracheostomy tube neck holder, single-use | A non-sterile device intended to secure a tracheostomy tube by fastening around the neck of the patient. | Class A (non-sterile and non-measuring) | ListOfApprovedRiskNSSMDevice
996 | Anesthesiology | Tracheotome, reusable | A surgical instrument intended to cut an opening into the trachea (windpipe) through the anterior surface of the neck to create an artificial airway (tracheotomy). This is a reusable device intended to be sterilized prior to use. | Class A (non-sterile and non-measuring) | ListOfApprovedRiskNSSMDevice
997 | Physical Support | Truncal orthosis | Intended to support or to immobilize fractures, strains, or sprains of the neck or trunk of the body. | Class A (non-sterile and non-measuring) | ListOfApprovedRiskNSSMDevice
998 | ENT | Tuning fork, ENT | A non-powered, non-invasive device intended to test the hearing acuity of a patient, to diagnose hearing disorders, and to test for vibratory sense. | Class A (non-sterile and non-measuring) | ListOfApprovedRiskNSSMDevice
999 | Operation Theatre | Ulnar/brachial nerve protector | A non-powered, non-invasive device intended to provide cushioning, support and protection to elbow and arms during prolonged surgeries. | Class A (non-sterile and non-measuring) | ListOfApprovedRiskNSSMDevice
1000 | Interventional and Radiology | Ultrasonic coupling gel, non- sterile | A coupling medium intended for use during ultrasound examinations for ultrasound transmissions. | Class A (non-sterile and non-measuring) | ListOfApprovedRiskNSSMDevice
1001 | Interventional and Radiology | Ultrasonic safety goggle | Intended to be worn over the eyes to protect (shield) the healthcare worker from blood and other body fluid splashes while performing a clinical or laboratory procedure. | Class A (non-sterile and non-measuring) | ListOfApprovedRiskNSSMDevice
1002 | Interventional and Radiology | Ultrasonic scanner calibrator/ Ultrasonic scanner calibration test block | It is a block of material with known properties intended to be used to calibrate ultrasonic scanning devices. | Class A (non-sterile and non-measuring) | ListOfApprovedRiskNSSMDevice
1003 | Interventional and Radiology | Ultrasound imaging phantom, test object | Intended to provide a standard of reference for routine and periodic verification of ultrasound doppler imaging equipment used for the identification of disease and pathologies. | Class A (non-sterile and non-measuring) | ListOfApprovedRiskNSSMDevice
1004 | Interventional and Radiology | Ultrasound imaging system table, non-powered | A non-powered patient table intended to support and position a patient specifically for ultrasound imaging procedures. | Class A (non-sterile and non-measuring) | ListOfApprovedRiskNSSMDevice
1005 | Interventional and Radiology | Ultrasound imaging system table, powered | An electrically-powered patient table intended to support and position a patient specifically for ultrasound imaging procedures. | Class A (non-sterile and non-measuring) | ListOfApprovedRiskNSSMDevice
1006 | Interventional and Radiology | Ultrasound imaging transducer positioning unit | An accessory to a diagnostic ultrasound imaging unit intended to position an ultrasound system imaging transducer (not included) that is inserted into the body through an endoscope. | Class A (non-sterile and non-measuring) | ListOfApprovedRiskNSSMDevice
1007 | Obstetrical and Gynecological | Umbilical cord clamp, reusable | A non-sterile device intended for clamping the umbilical cord after birth. This is a reusable device. | Class A (non-sterile and non-measuring) | ListOfApprovedRiskNSSMDevice
1008 | Obstetrical and Gynecological | Umbilical ligator, reusable | Intended for umbilical cord ligation during surgical procedures. This is a reusable device intended for transient use. | Class A (non-sterile and non-measuring) | ListOfApprovedRiskNSSMDevice
1009 | Urology | Urinary dilator, reusable | Intended to dilate the urinary duct. This is a reusable device. This is not intended for long- term use and not connected to an active device. | Class A (non-sterile and non-measuring) | ListOfApprovedRiskNSSMDevice
1010 | Urology | Urinary-incontinence vaginal insert, reusable | A non-sterile device intended to be inserted into the vagina (short-term) in order to relieve mixed or stress urinary incontinence in an adult female by providing urethral support when pressure is transferred from the abdomen to the pelvic floor area (e.g. upon coughing, laughing, sneezing, exertion). | Class A (non-sterile and non-measuring) | ListOfApprovedRiskNSSMDevice
1011 | Urology | Urological operating table top | A component of a modular operating table intended for use as a detachable table top to support a patient during urological examination and surgical procedures, including cystoscopic procedures and both transurethral and open surgery of the urinary tract. | Class A (non-sterile and non-measuring) | ListOfApprovedRiskNSSMDevice
1012 | Urology | Urological operating table, electrohydraulic | A mobile, mains electricity (AC-powered) hydraulic-mechanism table intended to support a patient during urological examination and surgical procedures, including cystoscopic procedures and both transurethral and open surgery of the urinary tract. This does not have a measuring function. | Class A (non-sterile and non-measuring) | ListOfApprovedRiskNSSMDevice
1013 | Urology | Urological operating table, electromechanical | A mobile, electrically-powered motorized table intended to support a patient during urological examination and surgical procedures, including cystoscopic procedures and both transurethral and open surgery of the urinary tract. This does not have a measuring function. | Class A (non-sterile and non-measuring) | ListOfApprovedRiskNSSMDevice
1014 | Urology | Urological operating table, hydraulic/Transurethral resection table | A mobile table powered by manually-operated hydraulic mechanisms intended to support a patient during urological examination and surgical procedures, including cystoscopic procedures and both transurethral and open surgery of the urinary tract. This does not have a measuring function. | Class A (non-sterile and non-measuring) | ListOfApprovedRiskNSSMDevice
1015 | Obstetrical and Gynecological | Uterine packer, reusable | Intended for introducing dressings into the uterus or vagina. This is a reusable device. | Class A (non-sterile and non-measuring) | ListOfApprovedRiskNSSMDevice
1016 | Radiotherapy | Vacuum cushion (Patient- positioning device) | Intended for positioning and re-positioning patients’ head and neck, thorax, hip and full body during radiation therapy and other diseases treatment. | Class A (non-sterile and non-measuring) | ListOfApprovedRiskNSSMDevice
1017 | Physical Support | Vacuum splint | Intended to immobilize and protect injured limbs so that the patient can be transported safely and easily in emergency conditions. | Class A (non-sterile and non-measuring) | ListOfApprovedRiskNSSMDevice
1018 | Obstetrical and Gynecological | Vaginal applicator, non- sterile, single use | A non-sterile, single use device intended to apply medication to the vagina. | Class A (non-sterile and non-measuring) | ListOfApprovedRiskNSSMDevice
1019 | Obstetrical and Gynecological | Vaginal applicator, reusable | Intended to apply medication to the vagina. This is a reusable device. | Class A (non-sterile and non-measuring) | ListOfApprovedRiskNSSMDevice
1020 | Rehabilitation | Vaginal exerciser/Pelvic floor muscle exerciser, female | Intended to provide Kegel exercises to strengthen and tone the pelvic floor muscle, which in turn improves conditions such as female incontinence, sexual dysfunction, prolapse, etc. | Class A (non-sterile and non-measuring) | ListOfApprovedRiskNSSMDevice
1021 | Obstetrical and Gynecological | Vaginal illuminator | A device intended to illuminate the vagina during a gynaecological examination or procedure. | Class A (non-sterile and non-measuring) | ListOfApprovedRiskNSSMDevice
1022 | Obstetrical and Gynecological | Vaginal speculum, reusable | A hand-held manual instrument intended to dilate the vagina after insertion, typically for visual examination of the vaginal canal and cervix and/or to perform a gynaecological procedure. It does not have any additional features/intended purposes and cannot connect to high-risk active devices. This is a reusable device. | Class A (non-sterile and non-measuring) | ListOfApprovedRiskNSSMDevice
1023 | General Hospital/Orthopedics | Valsalva manoeuvre mouthpiece | Intended to be inserted into a patients mouth to facilitate performance of the Valsalva manoeuvre. | Class A (non-sterile and non-measuring) | ListOfApprovedRiskNSSMDevice
1024 | Cardiovascular | Vascular compression bandage, reusable | A stretchable piece of fabric material intended to provide pressure for haemostasis to a punctured site on a patient having undergone femoral artery catheterization or venipuncture. It may also be used on radial and brachial arteries. It is not a surgical dressing. This is a reusable device after appropriate sterilizing. | Class A (non-sterile and non-measuring) | ListOfApprovedRiskNSSMDevice
1025 | Cardiovascular | Vascular compression system, reusable | A noninvasive, non-powered device intended to provide compression for haemostasis to the puncture site on a patient having undergone femoral artery catheterization, typically as an alternative to direct hand pressure. It may in addition be used on brachial and radial arteries or after venipuncture. This is a non-measuring, reusable device. | Class A (non-sterile and non-measuring) | ListOfApprovedRiskNSSMDevice
1026 | Cardiovascular | Vascular scissors/ micro- scissors, reusable | A hand-held, manual surgical instrument intended to cut a blood vessel (i.e., to cut over a blood vessel or cut longitudinally to split it open) during open vascular surgery it is not intended for endoscopic use. This is a transient-use, reusable device intended to be sterilized prior to use. Not intended for direct contact with the central circulatory/central nervous system. | Class A (non-sterile and non-measuring) | ListOfApprovedRiskNSSMDevice
1027 | Operation Theatre | Vein stripper, reusable | A hand-held surgical instrument intended to manually excise (strip by stab avulsion) a length or section of a vein from a patient, typically varicose veins [superficial dilated tortuous veins especially of the legs (greater saphenous veins)]. This is a reusable device. | Class A (non-sterile and non-measuring) | ListOfApprovedRiskNSSMDevice
1028 | Operation Theatre | Vice grip, reusable | Intended to hold pliers during surgical procedures. This is a reusable device. | Class A (non-sterile and non-measuring) | ListOfApprovedRiskNSSMDevice
1029 | Ophthalmology | Video indirect ophthalmoscope | Intended as an illumination system to direct appropriately focused light into the eye in order to obtain an intermediate image of the fundus (retina) and record the images and videos of the patient. | Class A (non-sterile and non-measuring) | ListOfApprovedRiskNSSMDevice
1030 | Anesthesiology | Video intubation laryngoscope handle/monitor | Intended to enable the positioning of the blade into the oral cavity to manipulate the tongue, preventing it from obstructing the oropharynx and enabling a clear view of the trachea for the insertion of an endotracheal (ET) tube prior to the delivery of inhalation anaesthesia and/or ventilation. | Class A (non-sterile and non-measuring) | ListOfApprovedRiskNSSMDevice
1031 | Anesthesiology | Video laryngoscope adaptor | Intended to serve as a connection between the laryngoscope and the display/monitoring device during intubation. | Class A (non-sterile and non-measuring) | ListOfApprovedRiskNSSMDevice
1032 | Ophthalmology | Vision testing/training flipper | A device in the form of flipper lenses (two lenses on either side of a rotatable stem) intended to be used for the diagnosis and treatment of ophthalmic accommodation disorders. | Class A (non-sterile and non-measuring) | ListOfApprovedRiskNSSMDevice
1033 | Ophthalmology | Vision training software | A patient-interactive software package intended to use visual images (e.g., Gabor patch) to help improve vision based on noninvasive perceptual learning therapy (neuro-vision therapy), typically in patients with amblyopia, or who use corrective eyewear, or following ophthalmic surgery. This does not have a measuring function. | Class A (non-sterile and non-measuring) | ListOfApprovedRiskNSSMDevice
1034 | General Hospital/Orthopedics | Visitor hygiene coverall | A garment intended to be worn over existing clothing by a visitor, or staff, in a healthcare facility when with patients in non-sterile environments that may require a higher level of hygiene than a normal patient ward [e.g., intensive care unit (ICU), postoperative recovery ward]. This is a single-use device. | Class A (non-sterile and non-measuring) | ListOfApprovedRiskNSSMDevice
1035 | Ophthalmology | Visual chart | Intended for use in testing visual acuity. | Class A (non-sterile and non-measuring) | ListOfApprovedRiskNSSMDevice
1036 | Ophthalmology | Visual light box | Intended for use in testing visual acuity. | Class A (non-sterile and non-measuring) | ListOfApprovedRiskNSSMDevice
1037 | Ophthalmology | Visual projector | Intended to project an image on a screen to test visual acuity . | Class A (non-sterile and non-measuring) | ListOfApprovedRiskNSSMDevice
1038 | Ophthalmology | Visual field plotter | Device intended for visual field examination | Class A (non-sterile and non-measuring) | ListOfApprovedRiskNSSMDevice
1039 | Ophthalmology | Vitrectomy lenses | Intended to facilitate the visualization of the retina during Vitrectomy surgery. | Class A (non-sterile and non-measuring) | ListOfApprovedRiskNSSMDevice
1040 | General Hospital/Orthopedics | Waiting area chair | Intended for use in hospitals/health care settings for supporting patients and their next of kin while waiting for a medical examination/treatment. | Class A (non-sterile and non-measuring) | ListOfApprovedRiskNSSMDevice
1041 | General Hospital/Orthopedics | Wash basin stand | Intended to be used in a hospital environment to support a wash basin used for the thorough cleaning/scrubbing of the hands, fingernails, and arms of health care personnel before surgery or other procedures that require a high level of hygiene. | Class A (non-sterile and non-measuring) | ListOfApprovedRiskNSSMDevice
1042 | General Hospital/Orthopedics | Washers for body waste receptacles | Intended for medical purposes that is used to clean and sanitize a body waste receptacle, such as a bedpan. | Class A (non-sterile and non-measuring) | ListOfApprovedRiskNSSMDevice
1043 | Rehabilitation | Weight activated knee joint external prosthesis | Intended as an artificial external knee with a braking mechanism that prevents the knee from bending as long as the user has weight on the prosthesis. | Class A (non-sterile and non-measuring) | ListOfApprovedRiskNSSMDevice
1044 | Interventional and Radiology | Weight-bearing protector for flat panel x-ray detector/film cassette | The device is intended for use as a protector for a digital X-ray flat panel detector. | Class A (non-sterile and non-measuring) | ListOfApprovedRiskNSSMDevice
1045 | Physical Support | Wheelchair | Intended to be used by physically disabled individuals and old age patients with limited mobility. | Class A (non-sterile and non-measuring) | ListOfApprovedRiskNSSMDevice
1046 | Physical Support | Wheelchair accessory, power assisted conversion kit | A device intended to be specifically used together with and to enhance the function of a wheelchair. It will provide the occupant/assistant with a powered driving assistance. | Class A (non-sterile and non-measuring) | ListOfApprovedRiskNSSMDevice
1047 | General Hospital/Orthopedics | Wire tensioner, reusable | Intended to be used during orthopaedic surgery to apply an appropriate tension to a wire that is being implanted. This is a non-measuring, reusable device. | Class A (non-sterile and non-measuring) | ListOfApprovedRiskNSSMDevice
1048 | General Hospital/Orthopedics | Woven gauze pad, non- sterile | A non-medicated, non-sterile device in the form of a patch or swab (also referred to as a sponge) intended to absorb fluids from superficial wounds or abrasions. This may also be used to apply topical medication. | Class A (non-sterile and non-measuring) | ListOfApprovedRiskNSSMDevice
1049 | General Hospital/Orthopedics | Woven gauze roll, non-sterile | A non-sterile device in the form of a long strip of stretchable, absorbent, woven material (e.g., cotton, cellulose), wound into a roll, and typically intended for a variety of applications (non- dedicated) such as a primary wound dressing (superficial wounds), dressing retention, injury padding and compression. | Class A (non-sterile and non-measuring) | ListOfApprovedRiskNSSMDevice
1050 | General Hospital/Orthopedics | Woven gauze sheet, non- sterile | A non-sterile device in the form of a long length of stretchable, absorbent, woven material (e.g., cotton, cellulose) intended for a variety of applications (non-dedicated) such as a primary superficial wound dressing, dressing retention, and injury padding and compression. | Class A (non-sterile and non-measuring) | ListOfApprovedRiskNSSMDevice
1051 | Physical Support | Wrist immobilizer | Intended to temporarily render the wrist immovable as therapy for non- displaced fractures, strains, sprains, and muscle injuries of the wrist. | Class A (non-sterile and non-measuring) | ListOfApprovedRiskNSSMDevice
1052 | Physical Support | Wrist splint | Intended to temporarily render the wrist immovable as therapy for non-displaced fractures sprains & muscle injuries of the wrist. | Class A (non-sterile and non-measuring) | ListOfApprovedRiskNSSMDevice
1053 | Physical Support | Wrist/hand/finger flexion orthosis, manual | An externally applied orthopedic appliance intended to assist in the flexion of the wrist, hand, and fingers | Class A (non-sterile and non-measuring) | ListOfApprovedRiskNSSMDevice
1054 | Physical Support | Wrist/hand/finger stable- position orthosis | An externally applied orthopaedic appliance or apparatus intended to maintain both the transverse and longitudinal arches of the hand, and to hold the thumb in a functional position. This is a reusable device. | Class A (non-sterile and non-measuring) | ListOfApprovedRiskNSSMDevice
1055 | Physical Support | Wrist/hand/metacarpophalan geal joint extension orthosis | Intended to assist in the extension of the wrist, hand, and metacarpophalangeal joints (MP joints or knuckles). | Class A (non-sterile and non-measuring) | ListOfApprovedRiskNSSMDevice
1056 | Interventional and Radiology | X- ray marker for strut | Intended to be used in Six axis correction apparatus with software. | Class A (non-sterile and non-measuring) | ListOfApprovedRiskNSSMDevice
1057 | Interventional and Radiology | X-ray film cover | A small envelope cover intended to hold and protect x-ray films that goes into a patients mouth momentarily when taking an x-ray and then processed. | Class A (non-sterile and non-measuring) | ListOfApprovedRiskNSSMDevice
1058 | Interventional and Radiology | X-ray film magnifying glass | A convex lens intended for magnifying the details of a viewed radiograph (x-ray) and shade against strong interfering light. | Class A (non-sterile and non-measuring) | ListOfApprovedRiskNSSMDevice
1059 | Interventional and Radiology | X-ray film processing chemical, automatic | A chemical, e.g., a fixer or developer, intended for automatic processing of x-ray film or other radiographic films used in, e.g., computed tomography (CT), magnetic resonance (MR), ultrasound or nuclear medicine. | Class A (non-sterile and non-measuring) | ListOfApprovedRiskNSSMDevice
1060 | Interventional and Radiology | X-ray film processing chemical, manual | A chemical, e.g., a fixer or developer, intended for use in the manual processing of x-ray film or other kinds of radiographic film used in medical applications, e.g., computed tomography (CT), magnetic resonance imaging (MRI), ultrasound and nuclear medicine applications. | Class A (non-sterile and non-measuring) | ListOfApprovedRiskNSSMDevice
1061 | Interventional and Radiology | X-Ray hanger | Intended to position and hold the radiograph during X ray film development, eliminate streaking and maintain alignment. | Class A (non-sterile and non-measuring) | ListOfApprovedRiskNSSMDevice
1062 | Cardiovascular | Electrocardiographic (ECG) cable, reusable | A noninvasive device intended to conduct electrical signals from a patient's heart, via an electrode [not included] attached to the surface of the chest/limbs and lead wires [not included], to an electrocardiograph (ECG) machine or a patient monitoring system [not included]. It does not include ECG electrodes. This is a reusable device. | Class A (non-sterile and non-measuring) | ListOfApprovedRiskNSSMDevice
1063 | General Hospital | Laparoscopic Port Closure Device/Needle, reusable | A hand-held, manual surgical instrument intended for passing sutures [not included] through an incision for its closure after laparoscopic procedures. This is a transient-use, reusable device supplied non-sterile. | Class A (non-sterile and non-measuring) | ListOfApprovedRiskNSSMDevice
1064 | Obstetrical and Gynecological (OG) | Endoscope Sheath, reusable | A non-powered endoscope accessory intended to provide access to an endoscope (e.g., cystoscope, hysteroscope, etc.) and other instruments for endoscopic procedures. It may act as a protective barrier to isolate the endoscope from patient contact and allow irrigation of the examination field. This is a transient-use, reusable device. This is supplied non-sterile. | Class A (non-sterile and non-measuring) | ListOfApprovedRiskNSSMDevice
1065 | Obstetrical and Gynecological (OG) | Myoma Screw, reusable | A non-sterile, hand-held, manual instrument intended to extract fibroids from the endometrium during myomectomy. It may be inserted through another device (e.g., laparoscope, hysteroscope, trocar) or used during open surgery. It does not connect to any high-risk active medical device. This is a transient-use, reusable device intended to be sterilized prior to use. | Class A (non-sterile and non-measuring) | ListOfApprovedRiskNSSMDevice
1066 | Obstetrical and Gynecological (OG) | Hysteroscopy Operative Sheath, reusable | A non-powered device intended for use in hysteroscopy procedures to allow endoscopic instruments [e.g., hysteroscope, etc.] to be inserted into the uterus for diagnosis or treatment. This is a transient-use, reusable device. | Class A (non-sterile and non-measuring) | ListOfApprovedRiskNSSMDevice
1067 | Urological | Endoscope Bridge/Adaptor | A non-powered, non-invasive accessory of a rigid or flexible endoscope assembly intended to provide access to an endoscope (e.g., cystoscope, hysteroscope, etc.) and other endoscopic elements and enable their assembly to create a complete operative endoscopic unit. It may contain ports to enable the insertion of instruments (through the endoscope or independent working channels) for their simultaneous operation (e.g., suction, irrigation, etc.). This is a non-sterile, reusable device. | Class A (non-sterile and non-measuring) | ListOfApprovedRiskNSSMDevice
1068 | Operation theatre (OT) | Endoscope Obturator, reusable | A non-powered, manual device intended for use with a compatible endoscope/cannula to establish a port of entry for endoscopes and other instruments during endoscopic surgeries. This is a transient-use, reusable device intended to be sterilized prior to use. | Class A (non-sterile and non-measuring) | ListOfApprovedRiskNSSMDevice
1069 | Dental | Dental Water Distillation Unit | A powered device intended to distill (demineralize) water using heat and condensation for supplying to dental equipment, including dental autoclaves, dental chair water bottles, ultrasonic scalers, mixing dental materials, etc., to aid in prevention of mineral scaling, corrosion, and microbial growth, and supporting infection control in dental equipment. | Class A (non-sterile and non-measuring) | ListOfApprovedRiskNSSMDevice
1070 | General Hospital | Electrocardiographic (ECG) lead set, reusable | A collection of noninvasive devices intended to conduct electrical signals from a patient's heart, via an electrode (not included) attached to the surface of the chest/limbs, to an electrocardiograph (ECG) machine or a patient monitoring system. It may include a trunk cable with connector. It does not include ECG electrodes. This is a reusable device. | Class A (non-sterile and non-measuring) | ListOfApprovedRiskNSSMDevice
1071 | General Hospital | Pneumatic Tourniquet Cuff, reusable | A non-sterile device intended to be inflated using a compatible pneumatic tourniquet system (not included) to temporarily restrict blood flow to a specific area of the body, typically a limb, for surgical and orthopaedic procedures. This does not include pressure monitoring device. This is a reusable device. | Class A (non-sterile and non-measuring) | ListOfApprovedRiskNSSMDevice
1072 | Dental | Dental Cryogenic Spray | A cryogenic gas intended to be used in dentistry for the indirect cooling of a tooth by cooling a cotton pellet which is subsequently applied to the tooth to test pulp vitality. This is not intended for direct intraoral use. It is supplied non-sterile. | Class A (non-sterile and non-measuring) | ListOfApprovedRiskNSSMDevice
1073 | General Hospital | Scented Pen | A hand-held, non-powered accessory intended to be externally attached to a medical face mask to provide a mild, pleasant aroma during mask use to improve mask acceptance and patient cooperation during sedation. | Class A (non-sterile and non-measuring) | ListOfApprovedRiskNSSMDevice
1074 | General Hospital | Non-invasive blood pressure (NIBP) Cuff | A non-sterile, inflatable band-like device, with tubings and connectors, intended to be tied around a patient's arm and connected to a sphygmomanometer or a patient monitoring device/system to determine a patient's blood pressure. | Class A (non-sterile and non-measuring) | ListOfApprovedRiskNSSMDevice
1075 | Dental | Teeth whitening tray | A removable intraoral device intended to hold a dental bleaching agent (e.g., whitening gel) in close contact with the surfaces of natural teeth for treating dark and discolored teeth. This does not contain the bleaching agent. | Class A (non-sterile and non-measuring) | ListOfApprovedRiskNSSMDevice
1076 | Dermatology and Plastic Surgery | Scar-management dressing | A covering made of, or coated with, a synthetic polymer material (e.g., silicone gel) intended to be applied directly to the intact skin for the management of hypertrophic or keloid scars by hydrating and reducing red, dark, or raised scars resulting from surgery, accidents, cuts, burns, or other injuries. This is not intended for open wounds or surgical incisions. This is supplied as non-sterile. | Class A (non-sterile and non-measuring) | ListOfApprovedRiskNSSMDevice
1077 | Rehabilitation | Electronic Mobility Aid | An electronic device having no measuring function, intended for use with an assistive mobility cane (white cane) to assist visually impaired persons with safe mobility and navigation by detecting obstacles above knee level using ultrasound technology in both indoor and outdoor environments. | Class A (non-sterile and non-measuring) | ListOfApprovedRiskNSSMDevice
1078 | Interventional and Radiology | X-Ray Lead Shielding Glass | X-ray lead shielding glass is intended to attenuate X-ray radiation and provide radiation protection while allowing visual observation in medical diagnostic imaging areas. It is used in X-ray rooms and control rooms. | Class A (non-sterile and non-measuring) | ListOfApprovedRiskNSSMDevice
1079 | Urological | Male External Wearable Incontinence Catheter | A non-sterile, externally-worn (non-invasive) urine-drainage device intended to be worn over the penis of an incontinent male patient to channel urine to a collection bag [not included] or bedside incontinence management system [not included]. This is not intended to store/retain urine. This is a single-use device. | Class A (non-sterile and non-measuring) | ListOfApprovedRiskNSSMDevice
1080 | Dental | Dental Occlusal Splint, removable | A non-powered, non-sterile, removable dental device intended for the protection of teeth and dental restorations from the forces and damage of parafunctions like bruxism (teeth grinding and clenching), prevention of noise associated with bruxism, and for the alleviation of tension and pain in the temporomandibular joint, jaw, and surrounding muscles associated with Temporomandibular Disorders (TMD). This is not a dental implant. This is a single-patient, reusable device. | Class A (non-sterile and non-measuring) | ListOfApprovedRiskNSSMDevice
1081 | General Hospital | Blood/Body Fluid Solidification Device | A non-sterile substance intended to be used to absorb and solidify blood and/or other body fluids (such as sputum, urine, vomit, etc.) or other biohazardous liquids such as veterinary fluids, laboratory and hospital liquid waste, etc., for their safe disposal. It may be standalone or available in containers such as urine bags, vomit bags, sputum/spit cups, suction canisters, etc. This is a single-use device | Class A (non-sterile and non-measuring) | ListOfApprovedRiskNSSMDevice
1082 | Dental | Dental Occlusal Splint, removable | A non-powered, non-sterile, removable dental device intended for the protection of teeth and dental restorations from the forces and damage of parafunctions like bruxism (teeth grinding and clenching), prevention of noise associated with bruxism, and for the alleviation of tension and pain in the temporomandibular joint, jaw, and surrounding muscles associated with Temporomandibular Disorders (TMD). This is not a dental implant. This is a single-patient, reusable device. | Class A (non-sterile and non-measuring) | ListOfApprovedRiskNSSMDevice
1083 | General Hospital | Blood/Body Fluid Solidification Device | A non-sterile substance intended to be used to absorb and solidify blood and/or other body fluids (such as sputum, urine, vomit, etc.) or other biohazardous liquids such as veterinary fluids, laboratory and hospital liquid waste, etc., for their safe disposal. It may be standalone or available in non-measuring, non-sterile containers such as urine bags, vomit bags, sputum/spit cups, suction canisters, etc. This is a single-use device. | Class A (non-sterile and non-measuring) | ListOfApprovedRiskNSSMDevice
1084 | Dental | Removable Orthodontic Retainer | A removable orthodontic appliance (or a series) intended to maintain and prevent movement of a patient’s dentition following corrective procedure. This is a single-patient, short-term use device. | Class A (non-sterile and non-measuring) | ListOfApprovedRiskNSSMDevice
1085 | General Hospital | Venous Tourniquet | A non-sterile device, in the form of a narrow strap/band, intended to be wrapped and manually tightened around a patient's limb to control/stop blood flow during collection of blood from a vein or procedures such as venous cannulation. It may also be used for temporary control of blood flow during first-aid or emergency situations. | Class A (non-sterile and non-measuring) | ListOfApprovedRiskNSSMDevice
1086 | General Hospital | Surgical instrument cleaning brush/wire, reusable/single-use | A non-powered, non-sterile, hand-held device in the form of a brush, a wire, strip of metal, or handle intended to mechanically clean the exterior and/or interior (lumen) of a surgical instrument. This may be a reusable or a single-use, disposable device. | Class A (non-sterile and non-measuring) | ListOfApprovedRiskNSSMDevice
1087 | Ophthalmic | Phacoemulsification System Stand/Trolley | A specialized device intended to serve as a stand for phacoemulsification system (not included) and related accessories during ophthalmic interventions. It may be mobile and include an adjustable IV pole. | Class A (non-sterile and non-measuring) | ListOfApprovedRiskNSSMDevice
1088 | Operation theatre (OT) | Suture Knot Pusher, reusable | A hand-held manual surgical instrument intended for use during an internal suturing procedure to advance suture knots created extracorporeally to the point of appropriate suture tension. This is not intended for use in direct contact with the central circulatory/central nervous system. This is a transient-use, reusable device intended to be sterilized prior to use. | Class A (non-sterile and non-measuring) | ListOfApprovedRiskNSSMDevice
1089 | General Hospital | IV Cannula Fixator, non-sterile | A non-sterile device intended to be applied to a part of a patient's body and held in place by adhesive to secure IV cannula to the skin, cover and protect clean, closed postoperative wounds, and/or approximate the skin edges of a wound; it may or may not include an absorbent pad. It does not contain antimicrobials and not intended for deep wounds. It is not an adhesive tape or Band-aid. This is a single-use device. | Class A (non-sterile and non-measuring) | ListOfApprovedRiskNSSMDevice
1090 | General Hospital | Cold therapy patch | A non-sterile patch/strip consisting of a jelly-like substance and purified water, intended for localized topical skin application to provide a cooling effect as an aid in relieving fever and associated discomfort. This does not contain any pharmaceuticals or self-heating chemicals. This is a single-use device. | Class A (non-sterile and non-measuring) | ListOfApprovedRiskNSSMDevice
1091 | Ophthalmic | Ophthalmic Spatula, reusable | A non-powered, handheld, manual surgical instrument intended for atraumatic manipulation of ocular tissues during ophthalmic surgical interventions. This is a reusable device intended to be sterilized prior to use. | Class A (non-sterile and non-measuring) | ListOfApprovedRiskNSSMDevice
1092 | General Hospital | Acupressure Stimulation Patch | A disposable adhesive patch intended to be applied on acupressure points (e.g., behind earlobes, etc.) on intact skin to temporarily relieve vomiting, nausea, and/or other symptoms associated with motion sickness. This may contain (non-medicinal) herbal extracts. This does not contain any medicinal/pharmaceutical drug. Supplied non-sterile. | Class A (non-sterile and non-measuring) | ListOfApprovedRiskNSSMDevice
1093 | Radiotherapy | Respiratory Motion Biofeedback System | A powered accessory of a radiotherapy system, intended to provide an audio/visual signal corresponding to the status of a patient's respiratory motion in order to guide them to voluntarily adjust their breathing prior to radiotherapy for precise respiratory gating and therapy. This is not intended to measure/display any physiological parameters/patient vitals or guide radiotherapy. This is a reusable device. | Class A (non-sterile and non-measuring) | ListOfApprovedRiskNSSMDevice
1094 | Dental | Dental Resin, Burnout Casting | A photocurable resin intended solely for dental laboratory use for 3-D printing of burnout objects (burnout models) based on patient anatomy during manufacturing of dental prostheses, such as partial dentures, crowns and bridges, inlays, onlays and veneers. It is completely burned out in the investment material prior to casting and does not come in contact with the patient. This is not a dental resin material or intended to fabricate dental prostheses/implants. | Class A (non-sterile and non-measuring) | ListOfApprovedRiskNSSMDevice
1095 | Operation theatre (OT) | Endoscopic Fluorescence Camera/Light Source Unit | A powered, non-invasive unit, consisting of an endoscope camera, light source and image processing unit, intended for use in conjunction with an endoscope [not included] to: i) provide a source of cold light for endoscopic imaging, and ii) real-time visualization and recording of the internal anatomy during an endoscopic surgical procedure. This contains an integrated fluorescence imaging unit for capturing and processing of fluorescent images of anatomical structures upon dye absorption. This is not a diagnostic aid or a standalone intraoperative fluorescence tumor marking system. This does not control an endoscope. | Class A (non-sterile and non-measuring) | ListOfApprovedRiskNSSMDevice
1096 | General Hospital | Pre-Operative Kit, non-sterile | A collection of disposable personal protective garments, including as patient gown, bouffant cap, shoe cover, leggings, towels, eye cover, intended for use in medical settings to be worn by the patient/medical professional during aseptic medical management procedures. This does not contain any medications/medicated equipment. This is supplied non-sterile. | Class A (non-sterile and non-measuring) | ListOfApprovedRiskNSSMDevice
1097 | General Hospital | Sterilization Pack Sealing Unit | A powered device intended to be used for sealing sterilization pouches/bags containing sterilized medical instruments/equipment, through the application of heat to create an airtight seal that maintains sterility of the sealed medical instrument until opened for further use. Intended for use in healthcare settings (e.g., operating room (OR) departments, medical clinics, dental clinics, etc.). | Class A (non-sterile and non-measuring) | ListOfApprovedRiskNSSMDevice
1098 | Ophthalmic | Ophthalmic Lens Expressor, reusable | A hand-held, mechanical ophthalmic surgical instrument intended for manual manipulation, expression, or dislocation of the crystalline lens by gently applying pressure to the eye during ophthalmic interventions. It may also be used to manipulate the position of intraocular lens (IOL) within the capsular bag during cataract surgery. This is a transient-use, reusable device intended to be sterilized prior to use. | Class A (non-sterile and non-measuring) | ListOfApprovedRiskNSSMDevice
1099 | General Hospital | Blood Bag Tube Welder | The device is a powered, reusable equipment intended for use in healthcare facilities for the connection of tubes of two blood bags to create a sterile weld between two segments of tubing, associated with blood or blood component transfer systems. | Class A (non-sterile and non-measuring) | ListOfApprovedRiskNSSMDevice
1100 | Gastroenterological | Transition (ENFit) Connector | A non-sterile, single-use connector intended to facilitate the safe and secure connection between enteral feeding systems and legacy feeding tubes for the administration of enteral nutrition. | Class A (non-sterile and non-measuring) | ListOfApprovedRiskNSSMDevice
1101 | Ophthalmic | Retinoscope, battery-powered | A battery-powered ophthalmic instrument intended for objective measurement of the refractive errors of the eye through the projection of a beam of light into the eye, and the observation of the movement of the illuminated area on the retinal surface and of the refraction of the emergent rays. This does not have a measuring function. This is a reusable device. | Class A (non-sterile and non-measuring) | ListOfApprovedRiskNSSMDevice
1102 | Operation theatre (OT) | Endoscope Calibration Cover | A non-powered endoscope accessory intended to be placed onto the distal end of an endoscope to allow white balance and/or 3-D adjustment to be calibrated in the electronic control unit of the endoscope. It may also provide a visual reference for correct positioning of the endoscope tip during 3D calibration. This is a reusable device. | Class A (non-sterile and non-measuring) | ListOfApprovedRiskNSSMDevice